## MASTER CALIBRATION SPREADSHEET
| REGISTRO | [17 empty] | REVISÃO | 1
| RECORD | [17 empty] | REVISION
CODIGO ¦ CODE | CONTROLE GERAL DE CALIBRAÇÃO | [17 empty] | PÁGINA | 1/1
IAS-RG-0241 | General Calibration control | [17 empty] | PAGE
IDENTIFICAÇÃO/ Identification | [8 empty] | LOCALIZAÇÃO |  |  | SITUAÇÃO ATUAL Current situation | CONTROLE DE CALIBRAÇÃO / Calibration Control |  |  |  | PRESTADOR DE SERVIÇO Service Provider | OBSERVAÇÃO / Remark
NCC | DESCRIÇÃO / Description | TIPO / Type | FABRICANTE Manufacturer | MODELO / Model | NUMERO DE SÉRIE / Serial number | FAIXA DE USO Measurement ranger | RESOLUCÃO Resolution | IMAGEM LINK Imagem link | NUMERO DO SETOR Sector namber | NOME SETOR Sector name | LOCAL DE INSTALAÇÃO Instalation site |  | PERIODICIDADE Periodicity | ULTIMA CALIBRAÇÃO Last Calibrsector | PROXIMA CALIBRAÇÃO Next Calibrtoion | TEMPO P CERTIFICAÇÃO Timer for Certification |  | OBSERVAÇÕES Observation | INFOMAÇÕES DE CALIBRAÇÃO Calibration Status | IMAGEM LINK CERTIFICADO certification link imagem
NCC000001 | DIGITAL PACHYMETER | DIMENSIONAL | MITITAYO | D1 | 500-147-10 CD-8 "VC | 0 - 200MM | 0.0005IN/0.01MM | CALIBRAVEL\NCC000001.JPG | SECTOR 46 | REPAROS MANUAIS | AREA - MANUAL REPAIRS | IN USE | 365 | 2022-09-02 | 2023-09-02 | 91.3954 | MEDIÇÃO
NCC000002 | COMPARATOR CLOCK | DIMENSIONAL | MITITAYO | ECE-010DL | 66524 | 160-250MM | 0.01MM | CALIBRAVEL\NCC000002.JPG | SECTOR 10 | INSPEÇÃO DIMENSIONAL | DIMENSIONAL INSPECTION AREA | IN USE | 365 | 2023-04-04 | 2024-04-03 | 305.3954 | MEDIÇÃO | NCC000002-1-INTERNAL DIAMETER METER / MODEL: 511-130 |  | ..\CERTIFICADOS DE PÓS CALIBRAÇÃO\2023\ABRIL\NCC000002 - RELOGIO COMPARADOR ANALOGICO.pdf
NCC000003 | EXTERNAL MICROMETER 6 RODS | DIMENSIONAL | STARRETT | DIMENSIONAL | 224 | 6 TO 12 " | 0.0001 '' | CALIBRAVEL\NCC000003.JPG | SECTOR 40 | USINAGEM | DIMENSIONAL INSPECTION AREA | IN USE | 365 | 2022-07-28 | 2023-07-28 | 55.3954 | MEDIÇÃO | EXTERNAL CALIBRATION NCC000003/1 NCC000003/2 NCC000003/3 NCC000003/4 NCC000003/5 NCC000003/6 CALIBRATED TOGETHER
NCC000004 | EXTERNAL MICROMETER 4 RODS | DIMENSIONAL | STARRETT | DIMENSIONAL | 258 | 12 "A 16" OR 0-25MM | 0.0001 '' OR 0.001MM | CALIBRAVEL\NCC000004.JPG | SECTOR 10 | INSPEÇÃO DIMENSIONAL | DIMENSIONAL INSPECTION AREA | IN USE | 365 | 2022-10-11 | 2023-10-11 | 130.3954 | MEDIÇÃO | CALIBRATION STEES 4/1, 4/2.4/3 AND 4/4
NCC000005 | EXTERNAL MICROMETER 1 ROD | DIMENSIONAL | MITITAYO | M115-2 | 77021306 103-128 | 1 "A 2" | 0.001 | CALIBRAVEL\NCC000005.JPG | SECTOR 09 | PROJETO M250 & RR300 | M250 & RR300 PROJECT | IN USE | 365 | 2022-08-02 | 2023-08-02 | 60.3954 | MEDIÇÃO | IN THE SECTOR
NCC000006 | EXTERNAL MICROMETER | DIMENSIONAL | MITITAYO | DIMENSIONAL | 56078534 123-101 | 0 TO 25MM | 0.01MM | CALIBRAVEL\NCC000006.JPG | SECTOR 20 | ÁREA SUPRIMENTOS (ESTOQUE 7) | OUT OF SERVICE EQUIPMENT ROOM | OUT OF USE | 365 | 2015-05-08 | 2016-05-07 | -2582.6046 | MEDIÇÃO | USED IN THE ENGINES SECTOR - DIMENSIONAL / OUT OF SERVICE EQUIPMENT ROOM | USED IN T56 ENGINE PROJECT. THERE IS NO DEMAND PLANNED FOR THE NEXT 3 MONTHS
NCC000007 | COMPARATOR CLOCK | DIMENSIONAL | MITITAYO | 2046S | HVX705 | 18-35MM | 0.01MM | CALIBRAVEL\NCC000007.JPG | SECTOR 40 | USINAGEM | MACHINING | IN USE | 365 | 2022-08-02 | 2023-08-02 | 60.3954 | MEDIÇÃO | INTERNAL DIAMETER METER: EQUIPMENT CODE: NCC000007-1 SERIAL NUMBER: 693650 MOD: 511-201 EXTERNAL CALIBRATION
NCC000008 | COMPARATOR CLOCK | DIMENSIONAL | MITITAYO | 2046S | NEQ737 | 6 TO 10MM | 0.01MM | CALIBRAVEL\NCC000008.JPG | SECTOR 40 | USINAGEM | MACHINING | IN USE | 365 | 2022-08-29 | 2023-07-12 | 39.3954 | MEDIÇÃO | INTERNAL DIAMETER METER CODE: NCC000008-1 SERIES NUMBER: 014437 MOD: 511-209 EXTERNAL CALIBRATION CALIBRATION
NCC000009 | 2 -POINTED INTERNAL MICROMETER | DIMENSIONAL | STARRETT | 1175 | 685 | 0 - 0.0600 " | 0.0005 " | CALIBRAVEL\NCC000009 NCP001005.JPG | SECTOR 20 | ÁREA SUPRIMENTOS (ESTOQUE 7) | OUT OF SERVICE EQUIPMENT ROOM | OUT OF USE | 365 | 2021-07-12 | 2022-07-12 | -325.6046 |  | OUT OF SERVICE EQUIPMENT ROOM | USED IN T56 ENGINE PROJECT. THERE IS NO DEMAND PLANNED FOR THE NEXT 3 MONTHS
NCC000010 | EXTERNAL MICROMETER 4 RODS | DIMENSIONAL | STARRETT | DIMENSIONAL | 749 | 2 TO 6 " | 0.0001 " | CALIBRAVEL\NCC000010.JPG | SECTOR 10 | INSPEÇÃO DIMENSIONAL | DIMENSIONAL INSPECTION AREA | IN USE | 365 | 2022-07-28 | 2023-07-28 | 55.3954 |  | CALIBRATED TOGETHER NCC000010/1 NCC000010/2 NCC000010/3 NCC000010/4 EXTERNAL CALIBRATION
NCC000011 | EXTERNAL MICROMETER 2 RODS | DIMENSIONAL | MITITAYO | DIMENSIONAL | 123-102 | 25 TO 50MM | 0.001MM | CALIBRAVEL\NCC000011.JPG | SECTOR 20 | ÁREA SUPRIMENTOS (ESTOQUE 7) | OUT OF SERVICE EQUIPMENT ROOM | OUT OF USE | 365 | 2021-07-14 | 2022-07-14 | -323.6046 |  | OUT OF SERVICE EQUIPMENT ROOM | USED IN T56 ENGINE PROJECT. THERE IS NO DEMAND PLANNED FOR THE NEXT 3 MONTHS
NCC000012 | EXTERNAL MICROMETER | DIMENSIONAL | MITITAYO | 123-103 | 56114517 | 50 TO 75MM | 0.001MM | CALIBRAVEL\NCC000012.JPG | SECTOR 20 | ÁREA SUPRIMENTOS (ESTOQUE 7) | OUT OF SERVICE EQUIPMENT ROOM | OUT OF USE | 365 | 2015-03-13 | 2016-03-12 | -2638.6046 |  | OUT OF SERVICE EQUIPMENT ROOM | USED IN T56 ENGINE PROJECT. THERE IS NO DEMAND PLANNED FOR THE NEXT 3 MONTHS
NCC000013 | COMPARATOR CLOCK | DIMENSIONAL | MITITAYO | 2046S | GVS843 | 50-50MM | 0.01MM | CALIBRAVEL\NCC000013.JPG | SECTOR 10 | INSPEÇÃO DIMENSIONAL | DIMENSIONAL INSPECTION AREA | IN USE | 365 | 2023-04-04 | 2024-04-03 | 305.3954 | MEDIÇÃO | INTERNAL DIAMETER METER CODE: NCC000013-1 SERIAL NO. 511-132 |  | ..\CERTIFICADOS DE PÓS CALIBRAÇÃO\2023\ABRIL\NCC000013 - RELÓGIO COMPARADOR ANALÓGICO.pdf
NCC000014 | COMPARATOR CLOCK | DIMENSIONAL | MITITAYO | 2046S | HXU782 | 100-160MM | 0.01MM | CALIBRAVEL\NCC000014.JPG | SECTOR 40 | USINAGEM | DIMENSIONAL INSPECTION AREA | IN USE | 365 | 2023-04-04 | 2024-04-03 | 305.3954 | MEDIÇÃO | INTERNAL DIAMETER METER: CODE NCC000014-1 SERIAL NUMBER: 700478 MOD: 511-129 |  | ..\CERTIFICADOS DE PÓS CALIBRAÇÃO\2023\ABRIL\NCC000014 - RELÓGIO COMPARADOR ANALÓGICO.pdf
NCC000015 | COMPARATOR CLOCK | DIMENSIONAL | MITITAYO | 2046S | HTC438 | 50-150MM | 0.01MM | CALIBRAVEL\NCC000015.JPG | SECTOR 10 | INSPEÇÃO DIMENSIONAL | DIMENSIONAL INSPECTION AREA | IN USE | 365 | 2023-04-04 | 2024-04-03 | 305.3954 | MEDIÇÃO | INTERNAL DIAMETER METER CODE: NCC000015-1 SERIAL NO. 634842 MOD: 511-127 |  | ..\CERTIFICADOS DE PÓS CALIBRAÇÃO\2023\ABRIL\NCC000015 - RELOGIO COMPARADOR ANALOGICO.pdf
NCC000016 | COMPARATOR CLOCK | DIMENSIONAL | MITITAYO | 2046S | GTN454 | 10-18MM | 0.01MM | CALIBRAVEL\NCC000016.JPG | SECTOR 10 | INSPEÇÃO DIMENSIONAL | DIMENSIONAL INSPECTION AREA | IN USE | 365 | 2023-04-04 | 2024-04-03 | 305.3954 | MEDIÇÃO | INTERNAL DIAMETER METER CODE: NCC000016-1 SERIES NUMBER: 693870 MOD: 511-126 |  | ..\CERTIFICADOS DE PÓS CALIBRAÇÃO\2023\ABRIL\NCC000016 - RELOGIO COMPARADOR ANALOGICO.pdf
NCC000017 | 3 ROD MICROMETER | DIMENSIONAL | STARRETT | DIMENSIONAL | 98521473 | 0 TO 4 " | 0.0001 " | CALIBRAVEL\NCC000017.JPG | SECTOR 40 | USINAGEM | MACHINING | IN USE | 365 | 2022-08-02 | 2023-08-02 | 60.3954 | MEDIÇÃO | EXTERNAL CALIBRATION NCC000017/1 NCC000017/2 NCC000017/3 CALIBRATION HELD TOGETHER | SUBMITTED TO CALIBRATION DAY 09/06/2022
NCC000018 | PACHYMETER | DIMENSIONAL | STARRETT | DIMENSIONAL | 00/09448 1251MEA | 0-600MM | 0.02MM | CALIBRAVEL\NCC000018.JPG | SECTOR 20 | ÁREA SUPRIMENTOS (ESTOQUE 7) | OUT OF SERVICE EQUIPMENT ROOM | OUT OF USE | 365 |  | 1900-12-30 | -44714.6046 |  | OUT OF SERVICE EQUIPMENT ROOM | USED IN T56 ENGINE PROJECT. THERE IS NO DEMAND PLANNED FOR THE NEXT 3 MONTHS
NCC000019 | ANALOG VERTICAL TRACER (HEIGHT METER) | DIMENSIONAL | DIGITS | DIMENSIONAL | 51374 | 0-600MM | 0.02MM | CALIBRAVEL\NCC000019.JPG | SECTOR 20 | ÁREA SUPRIMENTOS (ESTOQUE 7) | OUT OF SERVICE EQUIPMENT ROOM | OUT OF USE | 365 | 2011-08-08 | 2012-08-07 | -3951.6046 |  | OUT OF SERVICE EQUIPMENT ROOM | USED IN T56 ENGINE PROJECT. THERE IS NO DEMAND PLANNED FOR THE NEXT 3 MONTHS
NCC000020 | DIGITAL PACHYMETER | DIMENSIONAL | MITITAYO | CD-8 "CX-D | 9907933 500-197-20B | 0 - 200 MM | 0.01MM | CALIBRAVEL\NCC000020.JPG | SECTOR 12 | SALA LIMPA | CLEAN ROOM | IN USE | 365 | 2022-04-18 | 2023-04-18 | -45.6046 | MEDIÇÃO | CALIBRATION INTERNAL / CALIBRAÇÃO INTERNA | COTAÇÃO - 830522
NCC000021 | DIGITAL MICROMETER | DIMENSIONAL | STARRETT | STO651120 | 733M | 0 TO 25MM | 0.001MM | CALIBRAVEL\NCC000021.JPG | SECTOR 20 | ÁREA SUPRIMENTOS (ESTOQUE 7) | OUT OF SERVICE EQUIPMENT ROOM | OUT OF USE | 365 | 2016-11-28 | 2017-11-28 | -2012.6046 |  | OUT OF SERVICE EQUIPMENT ROOM | USED IN T56 ENGINE PROJECT. THERE IS NO DEMAND PLANNED FOR THE NEXT 3 MONTHS
NCC000023 | DIGITAL DYNAMOMETER | FORCE | IMPAC | IP-90DI | 322 3227 | 0 TO 5KG | 0.01Kg Lb N | CALIBRAVEL\NCC000023.JPG | SECTOR 20 | ÁREA SUPRIMENTOS (ESTOQUE 7) | OUT OF SERVICE EQUIPMENT ROOM | OUT OF USE | 365 | 2013-02-26 | 2014-02-26 | -3383.6046 |  | OUT OF SERVICE EQUIPMENT ROOM | USED IN T56 ENGINE PROJECT. THERE IS NO DEMAND PLANNED FOR THE NEXT 3 MONTHS
NCC000024 | GAUSSMETER - MAGNETIC FIELD METER | DIMENSIONAL | GLOBALMAG | TLMP-HALL-02K | 090324C PM200 | 2000GAUSS | 1/1000 | CALIBRAVEL\NCC000024.JPG | SECTOR 05 | INSPEÇÃO DE ROLAMENTOS | BEARING INSPECTION | IN USE | 365 | 2022-06-15 | 2023-06-15 | 12.3954 | INTERMETER | LOCATED IN THE CLOSETOF BEARING ROOM
NCC000025 | OSCILLOSCOPE | ELECTRICITY | ICEL MANAUS | OS-11 10MHZ | S01200701096 | DC. 0 - 10MHZ AC. 10H -10MHZ | 2MVPP |  | SECTOR 20 | ÁREA SUPRIMENTOS (ESTOQUE 7) | OUT OF SERVICE EQUIPMENT ROOM | OUT OF USE | 365 | 2011-08-25 | 2012-08-24 | -3934.6046 |  | OUT OF SERVICE EQUIPMENT ROOM | USED IN T56 ENGINE PROJECT. THERE IS NO DEMAND PLANNED FOR THE NEXT 3 MONTHS
NCC000026 | POWER SUPPLY | ELECTRICITY | MINIPA | MPC - 303DI | M303DL01225 MPC - 303DI | 0-30VCC; 0-3ACC | 0.1VCC; 0.01ACC | CALIBRAVEL\NCC000026.JPG | SECTOR 11 | LIMPEZA INDUSTRIAL | INDUSTRIAL CLEANING | OUT OF USE | 365 | 2022-02-14 | 2023-02-14 | -108.6046 |  | OUT OF SERVICE EQUIPMENT ROOM | USED IN T56 ENGINE PROJECT. THERE IS NO DEMAND PLANNED FOR THE NEXT 3 MONTHS
NCC000027 | TORQUEMETER | FORCE | SNAP-ON | QD3R2500A | 4934220 | 10-50 LBF.IN | 5LB.IN | CALIBRAVEL\NCC000027.JPG | SECTOR 12 | SALA LIMPA | ACCESSORIES - CLEAN ROOM | IN USE | 365 | 2022-10-27 | 2023-10-27 | 146.3954 | MEDIÇÃO | EQUIPMENT UNDER MAINTENANCE / EQUIPAMENTO EM MANUTENÇÃO | MAINTENANCE - 20/03/23
NCC000029 | TORQUEMETER | DIMENSIONAL | CDI TORQUE | 6004LDFN | 205803025 | 0-600LBF.FT | 10LBF.FT | CALIBRAVEL\NCC000029.JPG | SECTOR 10 | INSPEÇÃO DIMENSIONAL | DIMENSIONAL INSPECTION AREA | IN USE | 365 | 2022-10-07 | 2023-10-07 | 126.3954 | MEDIÇÃO
NCC000030 | MANOMETER | PRESSURE | ZURICH | PSI - KGF/CM² | EN837 | 0-30PSI OR 0-2KGF/CM² | 0.02KGF/CM² | CALIBRAVEL\NCC000030.JPG | SECTOR 20 | ÁREA SUPRIMENTOS (ESTOQUE 7) | OUT OF SERVICE EQUIPMENT ROOM | OUT OF USE | 365 | 2019-04-24 | 2020-04-23 | -1135.6046 | MEDIÇÃO | OUT OF SERVICE EQUIPMENT ROOM | USED IN T56 ENGINE PROJECT. THERE IS NO DEMAND PLANNED FOR THE NEXT 3 MONTHS
NCC000031 | DIGITAL PACHYMETER | DIMENSIONAL | STARRETT | 721 | 6155254 | 0-600MM | 0.01MM | CALIBRAVEL\NCC000031.JPG | SECTOR 20 | ÁREA SUPRIMENTOS (ESTOQUE 7) | OUT OF SERVICE EQUIPMENT ROOM | OUT OF USE | 365 |  | 1900-12-30 | -44714.6046 |  | OUT OF SERVICE EQUIPMENT ROOM | USED IN T56 ENGINE PROJECT. THERE IS NO DEMAND PLANNED FOR THE NEXT 3 MONTHS
NCC000033 | TEMPERATURE INDICATOR | TEMPERATURE | COMTEMP | CSC99 21/8 | 861 | 0 - 800 ° C | 20 -90 UR |  | SECTOR 20 | ÁREA SUPRIMENTOS (ESTOQUE 7) | OUT OF SERVICE EQUIPMENT ROOM | OUT OF USE | 365 |  | 1900-12-30 | -44714.6046 |  | OUT OF SERVICE EQUIPMENT ROOM | USED IN T56 ENGINE PROJECT. THERE IS NO DEMAND PLANNED FOR THE NEXT 3 MONTHS
NCC000034 | HEIGHT METER | DIMENSIONAL | MITITAYO | HDS | 3006507 570 - 134 | 0 - 600 MM | 0.02MM | CALIBRAVEL\NCC000034.JPG | SECTOR 10 | INSPEÇÃO DIMENSIONAL | DIMENSIONAL INSPECTION AREA | IN USE | 365 | 2023-03-27 | 2024-03-26 | 297.3954 |  |  |  | ..\CERTIFICADOS DE PÓS CALIBRAÇÃO\2023\ABRIL\NCC000034 -MEDIDOR DE ALTURA.pdf
NCC000036 | COMPARATOR CLOCK | DIMENSIONAL | MITITAYO | 2046S | LVQ264 | 0-10MM | 0.01MM | CALIBRAVEL\NCC000036.JPG | SECTOR 10 | INSPEÇÃO DIMENSIONAL | DIMENSIONAL INSPECTION AREA | IN USE | 365 | 2023-04-04 | 2024-04-03 | 305.3954 | MEDIÇÃO |  |  | ..\CERTIFICADOS DE PÓS CALIBRAÇÃO\2023\ABRIL\NCC000036 - RELÓGIO COMPARADOR ANALÓGICO.pdf
NCC000037 | DATALOGGER | DIMENSIONAL | TFA | 3030.15 | DT-001 303,015 | 0.0-59.9 ° C; 1-99% | 0.1 ° C; 0.1%UR | CALIBRAVEL\NCC000037.JPG | SECTOR 12 | SALA LIMPA | CLEAN ROOM | IN USE | 365 | 2022-11-30 | 2023-11-30 | 180.3954 | MEDIÇÃO
NCC000038 | TORQUEMETER | FORCE | CDI TORQUE PRODUCTS | 2002MMH - 1OT -IC DI | 1207400150 | 50-250IN.LB | 10T- 1C | CALIBRAVEL\NCC000038.JPG | SECTOR 20 | ÁREA SUPRIMENTOS (ESTOQUE 7) | OUT OF SERVICE EQUIPMENT ROOM | OUT OF USE | 365 | 2015-03-16 | 2016-03-15 | -2635.6046 |  | OUT OF SERVICE EQUIPMENT ROOM | USED IN T56 ENGINE PROJECT. THERE IS NO DEMAND PLANNED FOR THE NEXT 3 MONTHS
NCC000039 | DIGITAL SCALE | DIMENSIONAL | OHAUS | SP 2020 | 10110858 | 0-200G | 0.01G | CALIBRAVEL\NCC000039.JPG | SECTOR 10 | INSPEÇÃO DIMENSIONAL | DIMENSIONAL INSPECTION AREA | IN USE | 365 | 2022-06-15 | 2023-06-15 | 12.3954 | MEDIÇÃO | N/A
NCC000040 | MEDIDOR DE FLUXO ROTAMETRO ROTAMETER FLOW METER | FLOW RATE | DIGIFLOW | K-20-V | 0296-03 | 700- 2000 | 700 -2000B |  | SECTOR 20 | ÁREA SUPRIMENTOS (ESTOQUE 7) | OUT OF SERVICE EQUIPMENT ROOM | OUT OF USE | 365 |  | 1900-12-30 | -44714.6046 |  | OUT OF SERVICE EQUIPMENT ROOM | USED IN T56 ENGINE PROJECT. THERE IS NO DEMAND PLANNED FOR THE NEXT 3 MONTHS
NCC000041 | ROTAMETER FLOW METER | DIMENSIONAL | APPLITECH | AP7000 | 6219 | 700- 2000 | 701 -2000B |  | SECTOR 20 | ÁREA SUPRIMENTOS (ESTOQUE 7) | OUT OF SERVICE EQUIPMENT ROOM | OUT OF USE | 365 |  | 1900-12-30 | -44714.6046 |  | OUT OF SERVICE EQUIPMENT ROOM | USED IN T56 ENGINE PROJECT. THERE IS NO DEMAND PLANNED FOR THE NEXT 3 MONTHS
NCC000042 | ROTAMETER FLOW METER | FLOW RATE | APPLITECH | AP7000 | 1256 | 700- 2000 | 702 -2000B | CALIBRAVEL\NCC000042.JPG | SECTOR 20 | ÁREA SUPRIMENTOS (ESTOQUE 7) | OUT OF SERVICE EQUIPMENT ROOM | OUT OF USE | 365 |  | 1900-12-30 | -44714.6046 |  | OUT OF SERVICE EQUIPMENT ROOM | USED IN T56 ENGINE PROJECT. THERE IS NO DEMAND PLANNED FOR THE NEXT 3 MONTHS
NCC000043 | VOLTMETER | ELECTRICITY | HB BRAZIL | 15KV | N/A | 0 - 40 VDC | 0-15KV |  | SECTOR 20 | ÁREA SUPRIMENTOS (ESTOQUE 7) | OUT OF SERVICE EQUIPMENT ROOM | OUT OF USE | 365 |  | 1900-12-30 | -44714.6046 |  | OUT OF SERVICE EQUIPMENT ROOM | WAITING FOR COMPANY DEMAND TO MAKE A CALIBRATION SERVICE QUOTATION
NCC000044 | TABELA DE PRECISÃO PRECISION TABLE | DIMENSIONAL | DIGITS | N/A | 270172 | 630-1000ΜM | 1000MM |  | SECTOR 10 | INSPEÇÃO DIMENSIONAL | DIMENSIONAL INSPECTION AREA | IN USE | 365 | 2023-03-03 | 2024-03-30 | 301.3954 | MEDIÇÃO
NCC000045 | TRIDIMENSIONAL | DIMENSIONAL | MITITAYO | CRT-PM7106 | 17002 196 - 350 | 700MM X 1000MM X 600MM | 0.0005MM | CALIBRAVEL\NCC000045 NCP001245.JPG | SECTOR 10 | INSPEÇÃO DIMENSIONAL | DIMENSIONAL INSPECTION AREA | IN USE | 365 | 2022-06-01 | 2023-06-01 | -1.6046 |  | N/A
NCC000046 | DIGITAL PACHYMETER | DIMENSIONAL | STARRETT | 799A-12/300 | 08/410076-1 799 | 0-300MM | 0.01MM | CALIBRAVEL\NCC000046 NCP001001.JPG | SECTOR 07 | PROJETO PW100 | SECTOR 08 JEFERSON | IN USE | 365 | 2023-04-03 | 2024-04-02 | 304.3954 | MEDIÇÃO | PAQUIMETRO ENTREGUE PELO ANDRE DIA 10/05/23 AS 11:50 NÃO ESTA FUNCIONADO CORRETAMENTE, SERÁ ENVIADO A MEDIÇÃO EM GARANTIA | NF11651 - COTAÇÃO 830522 | ..\CERTIFICADOS DE PÓS CALIBRAÇÃO\2023\ABRIL\NCC000046 - PAQUÍMETRO DIGITAL.pdf
NCC000047 | DIGITAL PACHYMETER | DIMENSIONAL | MITITAYO | ABSOLUTE | 19045 500 - 147 | 0-200MM ' | 0.01MM |  | SECTOR 38 | INSPEÇÃO DE REPAROS | REPAIR INSPECTION | IN USE | 365 | 2023-04-04 | 2024-04-03 | 305.3954 | MEDIÇÃO
NCC000050 | MANOMETER | PRESSURE | WIKA | 0315Kgf | N/A | 0-315 KGF/CM² | 10KGF/CM² |  | SECTOR 47 | SOLDAGEM | WELDING | OUT OF USE | 365 | 2017-03-24 | 2018-03-24 | -1896.6046 |  | N/A
NCC000052 | TEMPERATURE INDICATOR | TEMPERATURE | NOVUS | N321 | 7044025 | 0-100ºC | 0.1ºC |  | SECTOR 11 | LIMPEZA INDUSTRIAL | CHEMICAL CLEANING HDL TANK 202 | OUT OF USE | 365 | 2019-03-21 | 2020-03-20 | -1169.6046 |  | (TEMPERATURE MESH)
NCC000053 | TEMPERATURE INDICATOR | TEMPERATURE | NOVUS | N321 | 7044024 | 0.0-100.0 ° C | 100.c |  | SECTOR 11 | LIMPEZA INDUSTRIAL | CHEMICAL CLEANING - AP988 PERMANGANATO | OUT OF USE | 365 | 2018-03-29 | 2019-03-29 | -1526.6046 |  | (TEMPERATURE MESH)
NCC000054 | TEMPERATURE INDICATOR | TEMPERATURE | NOVUS | N321-PT100-1 | 107044023 N321 | 0-100ºC | 0.1ºC |  | SECTOR 11 | LIMPEZA INDUSTRIAL | CHEMICAL CLEANING | OUT OF USE | 365 | 2018-03-29 | 2019-03-29 | -1526.6046 |  | (TEMPERATURE MESH)
NCC000055 | TEMPERATURE INDICATOR | TEMPERATURE | NOVUS | N321 | 145 | 0-100ºC | 0.1 ° C |  | SECTOR 11 | LIMPEZA INDUSTRIAL | PIECE WASH MACHINE - CHEMICAL CLEANING | OUT OF USE | 365 | 2019-03-21 | 2020-03-20 | -1169.6046 | MEDIÇÃO | (TEMPERATURE MESH)
NCC000056 | MANOMETER | PRESSURE | FAMABRAS | 1000k | 328 | 0-10KGF/CM² | 0.1KGF/CM² |  | SECTOR 11 | LIMPEZA INDUSTRIAL | CHEMICAL CLEANING - WASHER | OUT OF USE | 365 | 2017-03-23 | 2018-03-23 | -1897.6046 |  | N/A
NCC000060 | DEPTH MICROMETER | DIMENSIONAL | MITITAYO | 129-152kgf | 619113 | 0-300MM | 0.01MM | CALIBRAVEL\NCC000060.JPG | SECTOR 20 | ÁREA SUPRIMENTOS (ESTOQUE 7) | OUT OF SERVICE EQUIPMENT ROOM | OUT OF USE | 365 | 2015-03-13 | 2016-03-12 | -2638.6046 |  | BELONGS TO THE DIMENSIONAL / OUT OF SERVICE EQUIPMENT ROOM INSPECTION SECTOR
NCC000061 | MANOMETER | PRESSURE | PRESSURE GAUGE | 0-350kkgf | 5854 | 0-350KGF/CM² | 10KGF/CM² |  | SECTOR 51 | EQUIPAMENTOS DE METALIZAÇÃO E PLASMA | METALLIZATION | OUT OF USE | 365 | 2017-03-24 | 2018-03-24 | -1896.6046 |  | N/A
NCC000062 | MANOMETER | PRESSURE | PRESSURE GAUGE | 0-1000kgf | 5855 | 0-25KGF/CM² | 0.1KGF/CM² |  | SECTOR 51 | EQUIPAMENTOS DE METALIZAÇÃO E PLASMA | METALLIZATION | OUT OF USE | 365 | 2017-03-24 | 2018-03-24 | -1896.6046 |  | N/A
NCC000063 | MANOMETER | PRESSURE | PRESSURE GAUGE | 0-2500Kgf | 5856 | 0-2.5 KGF/CM² | 0.1KGF/CM² | CALIBRAVEL\NCC000063.JPG | SECTOR 20 | ÁREA SUPRIMENTOS (ESTOQUE 7) | OUT OF SERVICE EQUIPMENT ROOM | OUT OF USE | 365 | 2017-04-05 | 2018-04-05 | -1884.6046 |  | OUT OF SERVICE EQUIPMENT ROOM
NCC000064 | MANOMETER | PRESSURE | ACETYLENE | 0-2500Kgf | 6879 | 0-25KGF/CM² | 1KGF/CM² | CALIBRAVEL\NCC000064.JPG | SECTOR 20 | ÁREA SUPRIMENTOS (ESTOQUE 7) | OUT OF SERVICE EQUIPMENT ROOM | OUT OF USE | 365 | 2017-03-24 | 2018-03-24 | -1896.6046 |  | OUT OF SERVICE EQUIPMENT ROOM
NCC000065 | TEMPERSECTOR 20URE MESH | TEMPERSECTOR 20URE | NOVUS | 0-300kgf | 7044020 | 0-300 ° C | 0.1 ° C |  | SECTOR 20 | ÁREA SUPRIMENTOS (ESTOQUE 7) | OUT OF SERVICE EQUIPMENT ROOM | OUT OF USE | 365 | 2018-03-29 | 2019-03-29 | -1526.6046 |  | OUT OF SERVICE EQUIPMENT ROOM
NCC000073 | MANOMETER | PRESSURE | ZURICH | 0-200Kgf | 12589 | 0-200PSI | 2PSI | CALIBRAVEL\NCC000073.JPG | SECTOR 20 | ÁREA SUPRIMENTOS (ESTOQUE 7) | OUT OF SERVICE EQUIPMENT ROOM | OUT OF USE | 365 | 2020-09-22 | 2021-09-22 | -618.6046 | MEDIÇÃO | OUT OF SERVICE EQUIPMENT ROOM
NCC000076 | MANOMETER | PRESSURE | USG | 0-6000Kgf | 520147 | 0-6000PSI | 100PSI | CALIBRAVEL\NCC000076.JPG | SECTOR 28 | TESTE DE COMBUSTÍVEL | FUEL TEST | IN USE | 365 | 2023-04-04 | 2024-04-03 | 305.3954 | MEDIÇÃO |  |  | ..\CERTIFICADOS DE PÓS CALIBRAÇÃO\2023\ABRIL\NCC000076 - MANÔMETRO ANALÓGICO.pdf
NCC000077 | MANOMETER | PRESSURE | USG | 0-2000Kgf | 65894 | 0-2000PSI | 50PSI | CALIBRAVEL\NCC000077.JPG | SECTOR 28 | TESTE DE COMBUSTÍVEL | FUEL TEST | IN USE | 365 | 2023-04-04 | 2024-04-03 | 305.3954 | MEDIÇÃO | N/A |  | ..\CERTIFICADOS DE PÓS CALIBRAÇÃO\2023\ABRIL\NCC000077 - MANÔMETRO ANALÓGICO.pdf
NCC000078 | PRESSURE INDICSECTOR 20OR - PRESSURE MESH | PRESSURE | DRUCK | 0-3600 | 1478952 | 0-3600PSI | 1 PSI |  | SECTOR 20 | ÁREA SUPRIMENTOS (ESTOQUE 7) | HYDRAULIC TEST - 5606 TEST BENCH | OUT OF USE | 365 | 2020-02-18 | 2021-02-17 | -835.6046 |  | CALIBRSECTOR 20ION OF THE PRESSURE INDICSECTOR 20OR WAS MADE: NCC000078 AND THE PRESSURE TRANSMITTER: 0757
NCC000079 | PRESSURE INDICSECTOR 20OR - PRESSURE MESH | PRESSURE | DRUCK | 0-5000 | 1475826 | 0-5000 PSI | 5000PSI |  | SECTOR 20 | ÁREA SUPRIMENTOS (ESTOQUE 7) | 5606 TEST BENCH HYDRAULIC TEST | OUT OF USE | 365 | 2021-03-24 | 2022-03-24 | -435.6046 |  | THE PRESSURE INDICSECTOR 20OR WAS CALIBRSECTOR 20ED: NCC000079
NCC000081 | PRESSURE INDICSECTOR 20OR - PRESSURE MESH | PRESSURE | DRUCK | 0-1000 | 1442369 | 0-1000PSI | 1000PSI |  | SECTOR 20 | ÁREA SUPRIMENTOS (ESTOQUE 7) | HYDRAULIC TEST - 5606 TEST BENCH | OUT OF USE | 365 | 2017-03-16 | 2018-03-16 | -1904.6046 |  | CALIBRSECTOR 20ION OF THE PRESSURE INDICSECTOR 20OR: NCC000081 AND PRESSURE TRANSMITTER: NCC000159 DAMAGED
NCC000085 | MANOMETER | PRESSURE | WOLER | 0-350KGF/CM²Kgf | 889652 | 0-350KGF/CM² | 350Kg | CALIBRAVEL\NCC000085.JPG | SECTOR 22 | SALA DE TESTE DE ARTIGOS AVULSOS MI-35 | MI-35 SINGLE ARTICLES TEST ROOM | IN USE | 365 | 2022-06-15 | 2023-06-15 | 12.3954 | MEDIÇÃO | N/A
NCC000087 | MANOMETER | PRESSURE | WOLER | 0-350KGF/CM² | 80124 | 0-350KGF/CM² | 10 KGF/CM² | CALIBRAVEL\NCC000087.JPG | SECTOR 22 | SALA DE TESTE DE ARTIGOS AVULSOS MI-35 | SECTOR 22 MI-35 SINGLE ARTICLES TEST ROOM | OUT OF USE | 365 | 2022-04-20 | 2023-04-20 | -43.6046 |  |  | NOT FOUND FOR MARCH 03 CALIBRATION
NCC000088 | MANOMETER | PRESSURE | BIMETAL | 0-10KGF/CM²; 0-140 | 798542 | 0-10KGF/CM²; 0-140PSI | 0.05KGF/CM²; 1PSI | CALIBRAVEL\NCC000088.JPG | SECTOR 20 | ÁREA SUPRIMENTOS (ESTOQUE 7) | OUT OF SERVICE EQUIPMENT ROOM | OUT OF USE | 365 | 2019-04-22 | 2020-04-21 | -1137.6046 |  | CLASS A1 ANALOG MANOMETER; DISPLAY 6 "; HORIZONTAL CONNECTION; WITHOUT GLYCERIN; STAINLESS BODY / OUT OF SERVICE EQUIPMENT ROOM
NCC000089 | MANOMETER | PRESSURE | ZURICH | 0-160 | 658954 | 0-160 PSI | 1 PSI | CALIBRAVEL\NCC000089.JPG | SECTOR 20 | ÁREA SUPRIMENTOS (ESTOQUE 7) | OUT OF SERVICE EQUIPMENT ROOM | OUT OF USE | 365 | 2021-05-04 | 2022-05-04 | -394.6046 |  | EQUIPMENT TAGGED AS OUT OF SERVICE | WAITING FOR COMPANY DEMAND TO MAKE A CALIBRATION SERVICE QUOTATION
NCC000091 | PLIERS AMMETER | ELECTRICITY | BK | 369B | 36920006005121000 | 400-100A DC/AC | 1000AC/DC | CALIBRAVEL\NCC000091.JPG | SECTOR 12 | SALA LIMPA | ELECTRIC TEST ROOM CABINET | IN USE | 365 | 2022-07-01 | 2023-07-01 | 28.3954 | INGEL | N/A | N/A
NCC000092 | DIGITAL PACHYMETER | DIMENSIONAL | MITITAYO | N/A | 7900712 | 0-200MM | 0.01MM | CALIBRAVEL\NCC000092.JPG | SECTOR 46 | REPAROS MANUAIS | AREA - MANUAL REPAIRS | IN USE | 365 | 2022-11-30 | 2023-11-30 | 180.3954 | MEDIÇÃO | N/A
NCC000094 | MULTIMETER | ELECTRICITY | MINIPA | ET-2042D | ET204D009490 | 0.0 TO 200.0 MVCC | 200MVCC |  | SECTOR 20 | ÁREA SUPRIMENTOS (ESTOQUE 7) | ELECTRICAL TEST | OUT OF USE | 365 | 2021-01-07 | 2022-01-07 | -511.6046 |  | EQUIPMENT TAGGED AS OUT OF SERVICE | WAITING FOR COMPANY DEMAND TO MAKE A CALIBRATION SERVICE QUOTATION
NCC000095 | POWER SUPPLY | ELECTRICITY | ICEL MANAUS | 0-30VCC | ie545222 | 0-30VCC; 0-6ACC | 0.1VCC; 0.01ACC | CALIBRAVEL\NCC000095.JPG | SECTOR 28 | TESTE DE COMBUSTÍVEL | FUEL TEST | IN USE | 365 | 2022-07-01 | 2023-07-01 | 28.3954 | INGEL
NCC000096 | MULTIMETER | ELECTRICITY | ICEL | MD-6130 | wm1300215 | 0.0 TO 200.0 MVCC | 200MVCC | CALIBRAVEL\NCC000096.JPG |  | #N/A | AT | IN USE | 365 | 2022-07-01 | 2023-07-01 | 28.3954 | INGEL | N/A
NCC000097 | MANOMETER | PRESSURE | ZURICH | 0-1000 | 6432122 | 0-1000PSI | 10000PSI | CALIBRAVEL\NCC000097.JPG | SECTOR 22 | SALA DE TESTE DE ARTIGOS AVULSOS MI-35 | NAF B2.26.0001-01 BENCH | IN USE | 365 | 2022-06-15 | 2023-06-15 | 12.3954 |  | N/A
NCC000098 | MANOMETER | PRESSURE | WIKA | 0-2000PSI / 0 - 410 KGF / CM²Kgf | 6425122 | 0-2000PSI / 0 - 410 KGF / CM² | 10 KGF/CM² | CALIBRAVEL\NCC000092.JPG | SECTOR 07 | PROJETO PW100 | MANUAL PUMP SECTOR PW100 | IN USE | 365 | 2022-10-07 | 2023-10-07 | 126.3954 | MEDIÇÃO | ...
NCC000099 | MANOMETER | PRESSURE | WIKA | 0-6000 | 895447 | 0-6000PSI | 50 PSI | CALIBRAVEL\NCC000099.JPG | SECTOR 20 | ÁREA SUPRIMENTOS (ESTOQUE 7) | OUT OF SERVICE EQUIPMENT ROOM | OUT OF USE | 365 | 2020-05-14 | 2021-05-14 | -749.6046 |  | EQUIPMENT TAGGED AS OUT OF SERVICE | WAITING FOR COMPANY DEMAND TO MAKE A CALIBRATION SERVICE QUOTATION
NCC000100 | COMPARSECTOR 20OR CLOCK | DIMENSIONAL | CDI CHICAGO | 26104CJ | N/A | 0-1 " | 0.001 " | N/A | SECTOR 20 | ÁREA SUPRIMENTOS (ESTOQUE 7) | FUEL TEST | OUT OF USE | 365 | 2020-05-15 | 2021-05-15 | -748.6046 | MEDIÇÃO | EQUIPMENT TAGGED AS OUT OF SERVICE | WAITING FOR COMPANY DEMAND TO MAKE A CALIBRATION SERVICE QUOTATION
NCC000102 | MANOMETER | PRESSURE | WOLER | 350kGF | 1002458 | 0-350KGF/CM² | 10KGF/CM² | CALIBRAVEL\NCC000102.JPG | SECTOR 22 | SALA DE TESTE DE ARTIGOS AVULSOS MI-35 | MI-35 SINGLE ARTICLES TEST ROOM | IN USE | 365 | 2022-06-15 | 2023-06-15 | 12.3954
NCC000105 | DIGITAL MANOMETER | PRESSURE | ZURICH | Z-10-B | 40269 | 0-300PSI | 0.1 PSI | CALIBRAVEL\NCC000105.JPG | SECTOR 26 | TESTE PNEUMÁTICO | NCP000168 BENCH | IN USE | 365 | 2023-04-04 | 2024-04-03 | 305.3954 | MEDIÇÃO |  |  | ..\CERTIFICADOS DE PÓS CALIBRAÇÃO\2023\ABRIL\NCC000105 - MANÔMETRO DIGITAL ABSOLUTO.pdf
NCC000106 | DIGITAL MANOMETER | PRESSURE | ZURICH | Z-10-B | Z10.B.DIF 3A14N | 0-100PSI | 0.01PSI | CALIBRAVEL\NCC000106.JPG | SECTOR 28 | TESTE DE COMBUSTÍVEL | FCU BENCH | IN USE | 365 | 2023-04-04 | 2024-04-03 | 305.3954 | MEDIÇÃO |  |  | ..\CERTIFICADOS DE PÓS CALIBRAÇÃO\2023\ABRIL\NCC000106 - MANÔMETRO DIGITAL DIFERENCIAL.pdf
NCC000107 | MANOMETER | PRESSURE | WIKA | 0-200KGF/CM²Kgf | NBR14105 | 0-200KGF/CM² | 2KGF/CM² | CALIBRAVEL\NCC000107.JPG | SECTOR 88 | BANCO DE PROVAS - M250 & RR300 | BANK PROOF M250/300 POWER PACK | IN USE | 182 | 2022-08-03 | 2023-08-03 | 61.3954 | MEDIÇÃO | EQUIPMENT TAGGED AS OUT OF SERVICE | N/A
NCC000109 | MANOMETER | PRESSURE | BIMETAL | 0-4.0KGF/CM²Kgf | 951/789/06 | 0-4.0KGF/CM² | 0.02KGF/CM² | CALIBRAVEL\NCC000109.JPG | SECTOR 26 | TESTE PNEUMÁTICO | PNEUMATIC TEST CABINET | IN USE | 365 | 2022-06-29 | 2023-06-29 | 26.3954 | MEDIÇÃO | NOT FOUND |  | INSERIR CERTIFICADO
NCC000110 | VOLTMETER | ELECTRICITY | INSTRUMENT | 110V / 220V | N/A | 0-125VCA; 0-250VCA | 0-2.5VCA; 0-5VCA |  | SECTOR 20 | ÁREA SUPRIMENTOS (ESTOQUE 7) | OUT OF SERVICE EQUIPMENT ROOM | OUT OF USE | 365 | 2011-11-30 | 2012-11-29 | -3837.6046 |  | EQUIPMENT TAGGED AS OUT OF SERVICE | WAITING FOR COMPANY DEMAND TO MAKE A CALIBRATION SERVICE QUOTATION
NCC000111 | FREQUENCY INVERTER | TIME AND FREQUENCY | WEQ | CFW08 / 095281 | 95281 | 0-300HZ | 0-300HZ | CALIBRAVEL\NCC000111.JPG | SECTOR 26 | TESTE PNEUMÁTICO | USED IN THE TEST SECTOR, PNEUMATIC TEST | IN USE | 365 | 2023-04-04 | 2024-04-03 | 305.3954 | MEDIÇÃO | N/A | N/A | ..\CERTIFICADOS DE PÓS CALIBRAÇÃO\2023\ABRIL\NCC000111 - INVERSOR DE FREQUÊNCIA.pdf
NCC000112 | VACUUM METER | PRESSURE | WALLACE AND TIERNAN | FA112 | 13311 | 25.5 -3 2 '' | 25 - 32 |  | SECTOR 20 | ÁREA SUPRIMENTOS (ESTOQUE 7) | OUT OF SERVICE EQUIPMENT ROOM | OUT OF USE | 365 |  | 1900-12-30 | -44714.6046 |  | OUT OF SERVICE EQUIPMENT ROOM | WAITING FOR COMPANY DEMAND TO MAKE A CALIBRATION SERVICE QUOTATION | INSERIR CERTIFICADO
NCC000113 | VOLTMETER | ELECTRICITY | NOVUS | N1500 | 6586 | 0-10VDC | 0.1VDC |  | SECTOR 20 | ÁREA SUPRIMENTOS (ESTOQUE 7) | OUT OF SERVICE EQUIPMENT ROOM | OUT OF USE | 365 | 2010-08-10 | 2011-08-10 | -4314.6046 |  | EQUIPMENT TAGGED AS OUT OF SERVICE | WAITING FOR COMPANY DEMAND TO MAKE A CALIBRATION SERVICE QUOTATION
NCC000114 | AMMETER | ELECTRICITY | NOVUS | N1500 | N/A | 0-600A | 1ST |  | SECTOR 20 | ÁREA SUPRIMENTOS (ESTOQUE 7) | LOCSECTOR 20E | OUT OF USE | 365 | 2010-08-10 | 2011-08-10 | -4314.6046 |  | EQUIPMENT TAGGED AS OUT OF SERVICE | WAITING FOR COMPANY DEMAND TO MAKE A CALIBRATION SERVICE QUOTATION
NCC000115 | VOLTMETER | ELECTRICITY | INSTRUMENT | 110V / 220V | 6588 | 0-600V | 1V |  | SECTOR 20 | ÁREA SUPRIMENTOS (ESTOQUE 7) | SET TEST | OUT OF USE | 365 | 2010-08-04 | 2011-08-04 | -4320.6046 |  | EQUIPMENT TAGGED AS OUT OF SERVICE | WAITING FOR COMPANY DEMAND TO MAKE A CALIBRATION SERVICE QUOTATION
NCC000116 | FREQUENCIMETER | ELECTRICITY | INSTRUMENT | FD22525 |  | 0-500HZ | 1HZ |  | SECTOR 20 | ÁREA SUPRIMENTOS (ESTOQUE 7) | SET TEST | OUT OF USE | 365 | 2010-08-04 | 2011-08-04 | -4320.6046 |  | EQUIPMENT TAGGED AS OUT OF SERVICE | WAITING FOR COMPANY DEMAND TO MAKE A CALIBRATION SERVICE QUOTATION
NCC000121 | THREE-PHASE MULTIMETER | ELECTRICITY | KRON MEASORS | MKM-D | STR5288 | N/A | N/A | CALIBRAVEL\NCC000121.JPG | SECTOR 27 | TESTE ELÉTRICO | ELECTRIC TEST BOARD | IN USE | 365 | 2022-07-01 | 2023-07-01 | 28.3954 | INGEL | N/A
NCC000122 | FREQUENCY INVERTER | TIME AND FREQUENCY | WEQ | CFW09 | T85422 | 6400-9600 RPM | 0-10000 RPM | CALIBRAVEL\NCC000122.JPG | SECTOR 27 | TESTE ELÉTRICO | ELECTRIC ROOM | IN USE | 365 | 2023-05-12 | 2024-05-11 | 343.3954
NCC000123 | PRESSURE INDICATOR - PRESSURE MESH | PRESSURE | DRUCK | I.P18174 | CJ9852 | 0 TO 1000 PSI | 100PSI | CALIBRAVEL\NCC000123.JPG | SECTOR 28 | TESTE DE COMBUSTÍVEL | FCU IAS-001 BENCH | IN USE | 365 | 2022-05-06 | 2023-05-06 | -27.6046 | MEDIÇÃO | BOTH IN THE FUEL TEST AND THE MACHINE ROOM. PRESSURE INDICATOR: NCC000123 AND PRESSURE TRANSMITTER: NCC000299 | SERÁ CALIBRADO EM NOVA DATA, AGUARDADO RETRONO DA MEDIÇÃO
NCC000124 | FLOW INDICSECTOR 20OR | FLOW RSECTOR 20E | COX INSTRUMENTS | 4020 | XFC10322 | 0 - 20 LPM | 0 - 20LP |  | SECTOR 20 | ÁREA SUPRIMENTOS (ESTOQUE 7) | OUT OF SERVICE EQUIPMENT ROOM | OUT OF USE | 365 | 2014-02-27 | 2015-02-27 | -3017.6046 |  | EQUIPMENT TAGGED AS OUT OF SERVICE | WAITING FOR COMPANY DEMAND TO MAKE A CALIBRATION SERVICE QUOTATION
NCC000125 | FLOW INDICATOR | FLOW RATE | COX INSTRUMENTS | 4020 | XFC10344 | 20 - 445 PPH | 445PPH |  | SECTOR 28 | TESTE DE COMBUSTÍVEL | IAS-001 BENCH | IN USE | 365 | 2022-05-24 | 2023-05-24 | -9.6046 | FLOWMETER |  |  | INSERIR CERTIFICADO
NCC000126 | FLOW INDICATOR | FLOW RATE | COX INSTRUMENTS | 4020 | XFC10362 | 3.5-52M³/H | 52M/H | CALIBRAVEL\NCC000126.JPG | SECTOR 29 | SALA DE MÁQUINAS | BEHIND THE FCU IAS-AC002 BENCH | OUT OF USE | 365 | 2022-05-12 | 2023-05-12 | -21.6046 | FLOWMETER | . INDICATOR WAS CALIBRATED NEXT TO THE EQUIPMENT (MODEL: 10C1512A / NCC000622) |  | INSERIR CERTIFICADO
NCC000127 | FLOW INDICATOR | FLOW RATE | COX INSTRUMENTS | 4020 | XFC10324 | (500 TO 5000) PPH - (227 TO 2268) KG/H | 2268Kgt |  | SECTOR 28 | TESTE DE COMBUSTÍVEL | FUEL TEST. INJECTOR BENCH | OUT OF USE | 365 | 2022-12-14 | 2023-12-14 | 194.3954 | FLOWMETER | NOT FOUND. USED ON THE FCU BENCH INDICATOR WAS CALIBRATED NEXT TO THE EQUIPMENT (TVT-L25 35907/ NCC001698 CALIBRATED TOGETHER |  | INSERIR CERTIFICADO
NCC000128 | INDICADOR DE TEMPERETURA TEMPERSECTOR INDICSECTOR | TEMPERSECTOR | NOVUS | AP336 | ts151988 | -200 TO 400ºC | 0.1ºC |  | SECTOR 20 | ÁREA SUPRIMENTOS (ESTOQUE 7) | LOCSECTOR 20E | OUT OF USE | 365 | 2012-11-21 | 2013-11-21 | -3480.6046 |  | EQUIPMENT TAGGED AS OUT OF SERVICE | WAITING FOR COMPANY DEMAND TO MAKE A CALIBRATION SERVICE QUOTATION
NCC000129 | TEMPERATURE MESH 6 POINTS | TEMPERATURE | NOVUS | N1500 | tl648152 | -200 TO 400 ° C | 0.1 ° C | N/A | SECTOR 28 | TESTE DE COMBUSTÍVEL | FCU IAS-002 BENCH | OUT OF USE | 365 | 2023-05-12 | 2024-05-11 | 343.3954
NCC000130 | FLOW INDICSECTOR 20OR | FLOW RSECTOR 20E | COX INSTRUMENTS | 4020 | 100125 | 200BAR | 200BAR |  | SECTOR 20 | ÁREA SUPRIMENTOS (ESTOQUE 7) | LOCSECTOR 20E | OUT OF USE | 365 | 2016-07-28 | 2017-07-28 | -2135.6046 |  | EQUIPMENT TAGGED AS OUT OF SERVICE | WAITING FOR COMPANY DEMAND TO MAKE A CALIBRATION SERVICE QUOTATION
NCC000132 | POWER SUPPLY | ELECTRICITY | ICEL MANAUS | PS-6000 | P60000631 | 0.0-30.0 VCC | 6000 | CALIBRAVEL\NCC000132.JPG | SECTOR 27 | TESTE ELÉTRICO | CLEAN ROOM | OUT OF USE | 365 | 2022-02-14 | 2023-02-14 | -108.6046 | MEDIÇÃO | EQUIPMENT TAGGED AS OUT OF SERVICE | WAITING FOR COMPANY DEMAND TO MAKE A CALIBRATION SERVICE QUOTATION
NCC000133 | FLOWMETER | FLOW RSECTOR 20E | COX INSTRUMENTS | ANC 8-4 | COX 0039-01 | 0.002 - 150 | 150 |  | SECTOR 20 | ÁREA SUPRIMENTOS (ESTOQUE 7) | INJECTOR BEANBENCH, FUEL TEST | OUT OF USE | 365 | 2021-12-20 | 2022-12-20 | -164.6046 | FLOWMETER | EQUIPMENT TAGGED AS OUT OF SERVICE | WAITING FOR COMPANY DEMAND TO MAKE A CALIBRATION SERVICE QUOTATION
NCC000134 | FLOWER SENSOR | FLOW RSECTOR 20E | COX INSTRUMENTS | ANC 8 | 66470 | 250 TO 2500 PPH | 250PPH | CALIBRAVEL\NCC000134.JPG | SECTOR 20 | ÁREA SUPRIMENTOS (ESTOQUE 7) | OUT OF SERVICE EQUIPMENT ROOM | OUT OF USE | 365 | 2013-03-05 | 2014-03-05 | -3376.6046 |  | EQUIPMENT TAGGED AS OUT OF SERVICE | WAITING FOR COMPANY DEMAND TO MAKE A CALIBRATION SERVICE QUOTATION
NCC000135 | FREQUENCY INVERTER | TIME AND FREQUENCY | WEQ | CFW080073B2024PSZ | 452478 | 0-4500RPM | 1RPM | CALIBRAVEL\NCC000135.JPG | SECTOR 28 | TESTE DE COMBUSTÍVEL | INJECTOR BENCH | IN USE | 365 | 2023-05-12 | 2024-05-11 | 343.3954 | MEDIÇÃO | BOTH IN THE FUEL TEST AND IN THE MACHINE ROOM
NCC000138 | FREQUENCY INVERTER | TIME AND FREQUENCY | WEQ | CFW08 | 1004590730 | 0-3500RPM | 1RPM | CALIBRAVEL\NCC000138.JPG | SECTOR 28 | TESTE DE COMBUSTÍVEL | FUEL TEST | IN USE | 365 | 2023-05-12 | 2024-05-11 | 343.3954 |  | N/A
NCC000143 | PRESSURE TRANSMITTER | PRESSURE | ZURICH | PSI-420 | 385698 | 0-1000PSI | 4,000-20.000MACC | CALIBRAVEL\NCC000143.JPG | SECTOR 20 | ÁREA SUPRIMENTOS (ESTOQUE 7) | OUT OF SERVICE EQUIPMENT ROOM | OUT OF USE | 365 |  | 1900-12-30 | -44714.6046 |  | OUT OF SERVICE EQUIPMENT ROOM | WAITING FOR COMPANY DEMAND TO MAKE A CALIBRATION SERVICE QUOTATION
NCC000144 | PRESSURE TRANSMITTER (PRESENT MESH) | PRESSURE | ZURICH | PSI-420 | 39995 | 0-100PSI | 10BAR | CALIBRAVEL\NCC000144.JPG | SECTOR 88 | BANCO DE PROVAS - M250 & RR300 | SCAVENGE OIL IAS Q-132 | IN USE | 182 | 2022-07-12 | 2023-07-12 | 39.3954 | MEDIÇÃO | READING CARRIED OUT IN LEODAS SOFTWARE - CH41 | N/A
NCC000145 | PRESSURE TRANSMITTER | PRESSURE | ZURICH | PSI-420 | 52258 | 0-1000PSI | 4,000-20.000MACC |  | SECTOR 29 | SALA DE MÁQUINAS | BEHIND THE FCU IAS-AC002 BENCH | IN USE | 365 | 2023-03-02 | 2024-03-30 | 301.3954 | MEDIÇÃO | N/A | CALIBRATION PERFORMED
NCC000147 | PRESSURE TRANSMITTER | PRESSURE | ZURICH | PSI-420 | 44885 | 0-100PSI | 10BAR | CALIBRAVEL\NCC000147.JPG | SECTOR 20 | ÁREA SUPRIMENTOS (ESTOQUE 7) | OUT OF SERVICE EQUIPMENT ROOM | OUT OF USE | 365 |  | 1900-12-30 | -44714.6046 |  | OUT OF SERVICE EQUIPMENT ROOM | WAITING FOR COMPANY DEMAND TO MAKE A CALIBRATION SERVICE QUOTATION
NCC000149 | PRESSURE TRANSMITTER | PRESSURE | ZURICH | PSI-450 | 525222 | 0-300PSI | 30BAR | CALIBRAVEL\NCC000149.JPG | SECTOR 20 | ÁREA SUPRIMENTOS (ESTOQUE 7) | OUT OF SERVICE EQUIPMENT ROOM | OUT OF USE | 365 |  | 1900-12-30 | -44714.6046 |  | OUT OF SERVICE EQUIPMENT ROOM | WAITING FOR COMPANY DEMAND TO MAKE A CALIBRATION SERVICE QUOTATION
NCC000150 | PRESSURE TRANSMITTER | PRESSURE | ZURICH | PSI-420 | 402158 | 0-2000 PSI / 4,000 TO 20,000 MACC | 500BAR |  | SECTOR 29 | SALA DE MÁQUINAS | BEHIND THE FCU IAS-AC002 BENCH | IN USE | 365 | 2023-03-02 | 2024-03-30 | 301.3954 | MEDIÇÃO | EQUIPMENT TAGGED AS OUT OF SERVICE | CALIBRATION PERFORMED
NCC000151 | PRESSURE TRANSMITTER | PRESSURE | DRUCK | PTX7217-2-A | 1776827/2003 | 0-1000PSI | 4,000 - 20,000 MACC |  | SECTOR 29 | SALA DE MÁQUINAS | BEHIND THE FCU IAS-AC002 BENCH | IN USE | 365 | 2023-03-02 | 2024-03-02 | 273.3954 | MEDIÇÃO | EQUIPMENT TAGGED AS OUT OF SERVICE | CALIBRATION PERFORMED
NCC000152 | PRESSURE TRANSMITTER | PRESSURE | ZURICH | PSI-420 | 12524 | 0-200PSI | 200PSI |  | SECTOR 20 | ÁREA SUPRIMENTOS (ESTOQUE 7) | OTER COMBUSTION | OUT OF USE | 365 | 2020-04-17 | 2021-04-17 | -776.6046 |  | EQUIPMENT TAGGED AS OUT OF SERVICE | WAITING FOR COMPANY DEMAND TO MAKE A CALIBRATION SERVICE QUOTATION
NCC000153 | PRESSURE TRANSMITTER | PRESSURE | ZURICH | PSI-420 | 248597 | 0-200PSI | 200PSI | CALIBRAVEL\NCC000153.JPG | SECTOR 20 | ÁREA SUPRIMENTOS (ESTOQUE 7) | OUT OF SERVICE EQUIPMENT ROOM | OUT OF USE | 365 |  | 1900-12-30 | -44714.6046 |  | EQUIPMENT TAGGED AS OUT OF SERVICE | WAITING FOR COMPANY DEMAND TO MAKE A CALIBRATION SERVICE QUOTATION
NCC000154 | PRESSURE TRANSMITTER | PRESSURE | ZURICH | PSI-42 | 65214 | 0-1000PSI | 1000PSI |  | SECTOR 29 | SALA DE MÁQUINAS | BEHIND THE FCU IAS-AC002 BENCH | IN USE | 365 | 2023-03-02 | 2024-03-02 | 273.3954 | MEDIÇÃO | EQUIPMENT TAGGED AS OUT OF SERVICE | CALIBRATION PERFORMED
NCC000155 | PRESSURE TRANSMITTER | PRESSURE | GULTON | GTP1000 | 25147 | 0-10BAR | 0-10BAR | CALIBRAVEL\NCC000155.JPG | SECTOR 20 | ÁREA SUPRIMENTOS (ESTOQUE 7) | EQUIPMENT TAGGED AS OUT OF SERVICE | OUT OF USE | 365 |  | 1900-12-30 | -44714.6046 |  | EQUIPMENT TAGGED AS OUT OF SERVICE | WAITING FOR COMPANY DEMAND TO MAKE A CALIBRATION SERVICE QUOTATION
NCC000156 | PRESSURE MESH | PRESSURE | GULTON | GTP1000 | 47895 | 0-5000 PSI | 5000PSI | CALIBRAVEL\NCC000156.JPG | SECTOR 25 | TESTE HIDRÁULICO | 5606 TEST BENCH HYDRAULIC TEST | IN USE | 365 | 2023-05-12 | 2024-05-11 | 343.3954 | MEDIÇÃO
NCC000157 | PRESSURE TRANSMITTER - PRESSURE MESH | PRESSURE | GULTON | GTP1000 | 12520 | 0-250BAR | 258BAR | CALIBRAVEL\NCC000157.JPG | SECTOR 25 | TESTE HIDRÁULICO | HYDRAULIC TEST - 5606 TEST BENCH | IN USE | 365 | 2023-05-12 | 2024-05-11 | 343.3954 | MEDIÇÃO | BOTH HYDRAULIC TESTING AND MACHINE ROOM
NCC000158 | PRESSURE MESH | PRESSURE | GULTON | GTP1000 | 60036 | 0-250BAR | 258BAR | CALIBRAVEL\NCC000158.JPG | SECTOR 25 | TESTE HIDRÁULICO | BENCH 5606 | IN USE | 365 | 2023-05-12 | 2024-05-11 | 343.3954 | MEDIÇÃO | BOTH HYDRAULIC TESTING AND MACHINE ROOM
NCC000159 | PRESSURE TRANSMITTER - PRESSURE MESH | PRESSURE | DRUCK | GTP1000 | 1776833/2008 | 0-1000PSI | 1000PSI | CALIBRAVEL\NCC000159 (2).JPG | SECTOR 25 | TESTE HIDRÁULICO | BENCH 5606 | IN USE | 365 | 2023-05-12 | 2024-05-11 | 343.3954 | MEDIÇÃO | BOTH HYDRAULIC TESTING AND MACHINE ROOM
NCC000160 | MANOMETER | PRESSURE | CONER | MT28 | 353408 | 0 - 60PSI | 0 - 4 KGF/CM² | CALIBRAVEL\NCC000160.JPG | SECTOR 25 | TESTE HIDRÁULICO | BENCH 5606 | IN USE | 365 | 2023-04-04 | 2024-04-03 | 305.3954 | MEDIÇÃO | N/A |  | ..\CERTIFICADOS DE PÓS CALIBRAÇÃO\2023\ABRIL\NCC000160 - MANÔMETRO ANALÓGICO.pdf
NCC000161 | FLOWER METER | FLOW RSECTOR 20E | COX INSTRUMENTS | ANC-8 | X12580 | 0-20 LPM | 0028LPM |  | SECTOR 20 | ÁREA SUPRIMENTOS (ESTOQUE 7) | EQUIPMENT TAGGED AS OUT OF SERVICE | OUT OF USE | 365 | 2014-02-27 | 2015-02-27 | -3017.6046 | FLOWMETER | EQUIPMENT TAGGED AS OUT OF SERVICE | WAITING FOR COMPANY DEMAND TO MAKE A CALIBRATION SERVICE QUOTATION
NCC000163 | FLOWER METER | FLOW RSECTOR 20E | COX INSTRUMENTS | ANC-8 | X12581 | 30000 | N/A |  | SECTOR 20 | ÁREA SUPRIMENTOS (ESTOQUE 7) | EQUIPMENT TAGGED AS OUT OF SERVICE | OUT OF USE | 365 | 2011-08-30 | 2012-08-29 | -3929.6046 | FLOWMETER | EQUIPMENT TAGGED AS OUT OF SERVICE | WAITING FOR COMPANY DEMAND TO MAKE A CALIBRATION SERVICE QUOTATION
NCC000164 | PRESSURE TRANSMITTER | PRESSURE | ZURICH | PSI300 | 202225 | 0-200PSI | 200PSI |  | SECTOR 20 | ÁREA SUPRIMENTOS (ESTOQUE 7) | EQUIPMENT TAGGED AS OUT OF SERVICE | OUT OF USE | 365 | 2013-10-16 | 2014-10-16 | -3151.6046 | MEDIÇÃO | EQUIPMENT TAGGED AS OUT OF SERVICE | WAITING FOR COMPANY DEMAND TO MAKE A CALIBRATION SERVICE QUOTATION
NCC000165 | PRESSURE TRANSMITTER | PRESSURE | ZURICH | PSI-420 | 202265 | 0-300PSI | 300PSI |  | SECTOR 20 | ÁREA SUPRIMENTOS (ESTOQUE 7) | EQUIPMENT TAGGED AS OUT OF SERVICE | OUT OF USE | 365 | 2015-03-30 | 2016-03-29 | -2621.6046 | MEDIÇÃO | EQUIPMENT TAGGED AS OUT OF SERVICE | WAITING FOR COMPANY DEMAND TO MAKE A CALIBRATION SERVICE QUOTATION
NCC000166 | PRESSURE TRANSMITTER | PRESSURE | ZURICH | PSI-420 | 202288 | 0-300PSI | 300PSI |  | SECTOR 20 | ÁREA SUPRIMENTOS (ESTOQUE 7) | EQUIPMENT TAGGED AS OUT OF SERVICE | OUT OF USE | 365 | 2015-03-30 | 2016-03-29 | -2621.6046 | MEDIÇÃO | EQUIPMENT TAGGED AS OUT OF SERVICE | WAITING FOR COMPANY DEMAND TO MAKE A CALIBRATION SERVICE QUOTATION
NCC000167 | TORQUEMETER | FORCE | RAHSOL | 4550-10 | 114693 | 10-100NM | 0.5NM | CALIBRAVEL\NCC000167.JPG | SECTOR 12 | SALA LIMPA | CLEAN ROOM | IN USE | 365 | 2022-05-04 | 2023-05-04 | -29.6046 | MEDIÇÃO | N/A | ENVIADO A MEDIÇÃO 11/05/23 PARA CALIBRAÇÃO | ..\CERTIFICADOS DE PÓS CALIBRAÇÃO\2023\MAIO\NCC000167 - TORQUIMETRO.pdf
NCC000168 | DIGITAL PACHYMETER | DIMENSIONAL | MITITAYO | CK25 | AKJ8552 | 0-200MM " | 0.01MM " | CALIBRAVEL\NCC000168.JPG | SECTOR 07 | PROJETO PW100 | PW100 PROJECT | IN USE | 365 | 2022-08-13 | 2023-08-13 | 71.3954 | MEDIÇÃO | N/A | N/A
NCC000169 | CAPACIMETER | ELECTRICITY | MINIPA | MC-153 | MC153002760 | 0.0 TO 200.0 PF | 200PF | CALIBRAVEL\NCC000169.JPG | SECTOR 12 | SALA LIMPA | ELECTRICAL TEST ROOM | IN USE | 365 | 2023-03-27 | 2024-03-26 | 297.3954 | MEDIÇÃO | N/A | N/A | ..\CERTIFICADOS DE PÓS CALIBRAÇÃO\2023\ABRIL\NCC000169 - CAPACIMETRO.pdf
NCC000170 | MEGOHMETRO | ELECTRICITY | ICEL MANAUS | MG3055 | 6048875 | 250-1000VOLTS | 1000V | CALIBRAVEL\NCC000170.JPG | SECTOR 12 | SALA LIMPA | ELECTRIC TEST | IN USE | 365 | 2022-08-10 | 2023-08-10 | 68.3954 | MEDIÇÃO | N/A | N/A | ..\CERTIFICADOS DE PÓS CALIBRAÇÃO\2023\AGOSTO\NCC000170 - MEGOHMETRO DIGITAL.pdf
NCC000171 | PACHYMETER | DIMENSIONAL | MITITAYO | 1007 | 10806579 | 0-150MM | 0.05MM | CALIBRAVEL\NCC000171.JPG | SECTOR 20 | ÁREA SUPRIMENTOS (ESTOQUE 7) | OUT OF SERVICE EQUIPMENT ROOM | OUT OF USE | 365 |  | 1900-12-30 | -44714.6046 | MEDIÇÃO | EQUIPMENT TAGGED AS OUT OF SERVICE | WAITING FOR COMPANY DEMAND TO MAKE A CALIBRATION SERVICE QUOTATION
NCC000172 | DIGITAL PACHYMETER | DIMENSIONAL | MITITAYO | ABSOLTE DIIMATC | 7900491 | 0-200MM | 0.01MM | CALIBRAVEL\NCC000172.JPG | SECTOR 46 | REPAROS MANUAIS |  | OUT OF USE | 365 | 2020-05-15 | 2021-05-15 | -748.6046 | MEDIÇÃO | EQUIPMENT TAGGED AS OUT OF SERVICE | WAITING FOR COMPANY DEMAND TO MAKE A CALIBRATION SERVICE QUOTATION
NCC000173 | DIGITAL PACHYMETER | DIMENSIONAL | MITITAYO | CD-8 "CX-B | 9907659 | 0-200MM | 0.01MM | CALIBRAVEL\NCC000173.JPG | SECTOR 47 | SOLDAGEM | WELDING SECTOR (EDIVALDO) | IN USE | 365 | 2023-05-12 | 2024-05-11 | 343.3954 | MEDIÇÃO | INSTRUMENTO ESTÁ COM LUIZ PROJETISTA
NCC000175 | MANOMETER | PRESSURE | WOLER | M258 | N/A | 0-350KGF/CM² | 10KGF/CM² | CALIBRAVEL\NCC000175.JPG | SECTOR 20 | ÁREA SUPRIMENTOS (ESTOQUE 7) | EQUIPMENT TAGGED AS OUT OF SERVICE | OUT OF USE | 365 | 2020-06-29 | 2021-06-29 | -703.6046 | MEDIÇÃO | EQUIPMENT TAGGED AS OUT OF SERVICE | WAITING FOR COMPANY DEMAND TO MAKE A CALIBRATION SERVICE QUOTATION
NCC000176 | MANOMETER | PRESSURE | FESTY | M258 | N/A | 0-16BAR | 0.2BAR | CALIBRAVEL\NCC000176.JPG | SECTOR 10 | INSPEÇÃO DIMENSIONAL | DIMENSIONAL INSPECTION AREA | IN USE | 365 | 2023-05-12 | 2024-05-11 | 343.3954 | MEDIÇÃO | N/A
NCC000178 | PRESSURE TRANSMITTER | PRESSURE | WIKA | S-10 | 261018L | 0-600PSI | 600PSI |  | SECTOR 102 | BANCO DE PROVAS - T56 & PW100 | FUEL CONTROL DISCHARGE PRESSURE (FCDP) T56 | IN USE | 365 | 2022-07-19 | 2023-07-19 | 46.3954 | MEDIÇÃO | 6 -POINT CALIBRATION
NCC000179 | PRESSURE TRANSMITTER /PRESSURE MESH | PRESSURE | WIKA | S-10 | 261018Q | 0-100PSI | 100PSI | CALIBRAVEL\NCC000179.JPG | SECTOR 102 | BANCO DE PROVAS - T56 & PW100 | ELECTRIC PANEL | IN USE | 365 | 2022-07-19 | 2023-07-19 | 46.3954 | MEDIÇÃO
NCC000180 | PRESSURE TRANSMITTER | PRESSURE | WIKA | S-10 | 261018P | 0-100PSI | 100PSI |  | SECTOR 102 | BANCO DE PROVAS - T56 & PW100 | FUEL INLET PRESSURE (FIP) T56 / FUEL PRESSURE - PW127 | IN USE | 365 | 2022-07-19 | 2023-07-19 | 46.3954 | MEDIÇÃO | 5 -POINT CALIBRATION
NCC000181 | PRESSURE TRANSMITTER | PRESSURE | WIKA | S-10 | 261018M | 0-100PSI | 100PSI |  | SECTOR 102 | BANCO DE PROVAS - T56 & PW100 | POWER SECTION OIL SETPOINTER (PSSP) T 56 / RGB PRESSURE PW 127 | IN USE | 365 | 2022-07-19 | 2023-07-19 | 46.3954 | MEDIÇÃO | 10 -POINT CALIBRATION
NCC000182 | PRESSURE TRANSMITTER | PRESSURE | WIKA | S-10 | N/A | 0-100PSI | 100PSI | CALIBRAVEL\NCC000182.JPG | SECTOR 20 | ÁREA SUPRIMENTOS (ESTOQUE 7) | OUT OF SERVICE EQUIPMENT ROOM | OUT OF USE | 365 |  | 1900-12-30 | -44714.6046 | MEDIÇÃO | EQUIPMENT TAGGED AS OUT OF SERVICE | WAITING FOR COMPANY DEMAND TO MAKE A CALIBRATION SERVICE QUOTATION
NCC000183 | PRESSURE TRANSMITTER | PRESSURE | WIKA | S-10 | N/A | 0-100 PSI | 100PSI |  | SECTOR 102 | BANCO DE PROVAS - T56 & PW100 | STARTER AIR PRESSURE (SAP) T56 | IN USE | 365 | 2022-07-19 | 2023-07-19 | 46.3954 | MEDIÇÃO | 5 -POINT CALIBRATION
NCC000184 | PRESSURE TRANSMITTER | PRESSURE | WIKA | S-10 | 261018R | 0-30PSI | 30PSI |  | SECTOR 102 | BANCO DE PROVAS - T56 & PW100 | POWER SECTION OIL INTERT PRESSURE (PSOP). | IN USE | 365 | 2022-07-19 | 2023-07-19 | 46.3954 | MEDIÇÃO
NCC000185 | PRESSURE TRANSMITTER | PRESSURE | WIKA | S-10 | 261018S | 0-30PSI | 30PSI |  | SECTOR 102 | BANCO DE PROVAS - T56 & PW100 | REDUCTION GEAR OIL INLET PRESSURE (RGOIP) T56 | IN USE | 365 | 2022-07-19 | 2023-07-19 | 46.3954 | MEDIÇÃO
NCC000186 | PRESSURE TRANSMITTER | PRESSURE | WIKA | S-10 | 261018T | 0-300 PSI | 300PSI |  | SECTOR 102 | BANCO DE PROVAS - T56 & PW100 | REDUCTION GEAR BOX OIL PRESSURE - T 56 (RGOP) | IN USE | 365 | 2022-07-19 | 2023-07-19 | 46.3954 | MEDIÇÃO | N/A
NCC000187 | PRESSURE TRANSMITTER | PRESSURE | WIKA | S-10 | 261BO21 | 0-15PSI | 15PSI | CALIBRAVEL\NCC000187.JPG | SECTOR 102 | BANCO DE PROVAS - T56 & PW100 | BANK OF TEST - T56 & PW100 | OUT OF USE | 365 | 2021-07-14 | 2022-07-14 | -323.6046 | MEDIÇÃO | EQUIPMENT TAGGED AS OUT OF SERVICE | WAITING FOR COMPANY DEMAND TO MAKE A CALIBRATION SERVICE QUOTATION
NCC000188 | PRESSURE TRANSMITTER | PRESSURE | WIKA | S-10 | 261B020 | 0-15PSI | 15PSI | CALIBRAVEL\NCC000188.JPG | SECTOR 20 | ÁREA SUPRIMENTOS (ESTOQUE 7) | OUT OF SERVICE EQUIPMENT ROOM | OUT OF USE | 365 |  | 1900-12-30 | -44714.6046 | MEDIÇÃO | EQUIPMENT TAGGED AS OUT OF SERVICE | WAITING FOR COMPANY DEMAND TO MAKE A CALIBRATION SERVICE QUOTATION
NCC000190 | PRESSURE TRANSMITTER | PRESSURE | WIKA | ECO-1 | 5440686 | 0-16BAR | 16BAR |  | SECTOR 20 | ÁREA SUPRIMENTOS (ESTOQUE 7) | MOP - T56 / OIL INLET PRESSURE | OUT OF USE | 365 | 2021-07-15 | 2022-07-15 | -322.6046 | MEDIÇÃO | EQUIPMENT TAGGED AS OUT OF SERVICE | WAITING FOR COMPANY DEMAND TO MAKE A CALIBRATION SERVICE QUOTATION
NCC000191 | PRESSURE TRANSMITTER | PRESSURE | WIKA | S-10 | 261018X | 0-60PSI | 60PSI |  | SECTOR 102 | BANCO DE PROVAS - T56 & PW100 | ANTI-ICING (PATI1) T56 / PB 1 PRESSURE TAP PW 127 | IN USE | 365 | 2022-07-19 | 2023-07-19 | 46.3954 | MEDIÇÃO | 12 -POINT CALIBRATION
NCC000192 | PRESSURE TRANSMITTER | PRESSURE | WIKA | S-10 | 261018Y | 0-60PSI | 60PSI |  | SECTOR 102 | BANCO DE PROVAS - T56 & PW100 | OLL SPRE - T56 TURBINE | IN USE | 365 | 2022-07-19 | 2023-07-19 | 46.3954 | MEDIÇÃO | 12 -POINT CALIBRATION
NCC000193 | ABSOLUTE PRESSURE TRANSMITTER | PRESSURE | WIKA | S-10 | 261B07Q | 0-250PSI | 250PSI |  | SECTOR 102 | BANCO DE PROVAS - T56 & PW100 | PS3 COMPRESSOR DELEVERY | IN USE | 365 | 2022-07-20 | 2023-07-20 | 47.3954 | MEDIÇÃO | 26 -POINT CALIBRATION
NCC000194 | SHUNT 900A (RESISTOR) | ELECTRICITY | ENGRO | SHUNT900 | 2274 | 0-60 M VCC | 060VCC |  | SECTOR 20 | ÁREA SUPRIMENTOS (ESTOQUE 7) | OUT OF SERVICE EQUIPMENT ROOM | OUT OF USE | 365 | 2015-03-31 | 2016-03-30 | -2620.6046 |  | EQUIPMENT TAGGED AS OUT OF SERVICE | WAITING FOR COMPANY DEMAND TO MAKE A CALIBRATION SERVICE QUOTATION
NCC000195 | MANOMETER | PRESSURE | BELAIR | M582 | 5258 | 0-11BAR | 0.5 BAR |  | SECTOR 20 | ÁREA SUPRIMENTOS (ESTOQUE 7) | CHEMICAL CLEANING TANK 2 | OUT OF USE | 365 | 2018-03-29 | 2019-03-29 | -1526.6046 | MEDIÇÃO | EQUIPMENT TAGGED AS OUT OF SERVICE | WAITING FOR COMPANY DEMAND TO MAKE A CALIBRATION SERVICE QUOTATION
NCC000196 | FLOW INDICSECTOR 20OR | FLOW RSECTOR 20E | COX INSTRUMENTS | P189 | XFC10343 | 200MLH | 13000 | CALIBRAVEL\NCC000196.JPG | SECTOR 20 | ÁREA SUPRIMENTOS (ESTOQUE 7) | FCU CONTROL UNIT TEST TEST BENCH, FUEL TEST | OUT OF USE | 365 | 2021-05-12 | 2022-05-12 | -386.6046 | FLOWMETER | EQUIPMENT TAGGED AS OUT OF SERVICE | WAITING FOR COMPANY DEMAND TO MAKE A CALIBRATION SERVICE QUOTATION
NCC000199 | MANOMETER | PRESSURE | FESTY | K12 | 356759A6 | 0-16BAR / 0-230 PSI | 10 PSI | CALIBRAVEL\NCC000199.JPG | SECTOR 20 | ÁREA SUPRIMENTOS (ESTOQUE 7) | DYNAMOMETRO AIR INLET REGULSECTOR 20ORY VALVE. | OUT OF USE | 365 | 2018-02-08 | 2019-02-08 | -1575.6046 | MEDIÇÃO | EQUIPMENT TAGGED AS OUT OF SERVICE | WAITING FOR COMPANY DEMAND TO MAKE A CALIBRATION SERVICE QUOTATION
NCC000200 | MANOMETER | PRESSURE | FESTY | K12 | 1316 | 0-16BAR / 0-230 PSI | 0.2 BAR |  | SECTOR 102 | BANCO DE PROVAS - T56 & PW100 | AIR REGULATORY VALVE FOR WATER EXIT FROM THE DYNAMOMETRO. COMPRESSED AIR PANEL | IN USE | 365 | 2022-07-21 | 2023-07-21 | 48.3954 | MEDIÇÃO | N/A
NCC000201 | MANOMETER | PRESSURE | FESTY | K12 | 1318 | 0-16BAR / 0-230 PSI | 0.2 BAR |  | SECTOR 102 | BANCO DE PROVAS - T56 & PW100 | AIR REGULATORY VALVE FOR SERVOR - DYNAMOMETRO WATER ENTRY VALVES. | IN USE | 365 | 2022-07-21 | 2023-07-21 | 48.3954 | MEDIÇÃO | N/A
NCC000202 | SHUNT 20A (RESISTOR) | ELECTRICITY | ENGRO | 50MV/20A | 658749 | 0-50 MVCC | 050MVCC |  | SECTOR 20 | ÁREA SUPRIMENTOS (ESTOQUE 7) | LOCSECTOR 20ION: T56 ELECTRIC TEST SOURCE | OUT OF USE | 365 | 2018-02-08 | 2019-02-08 | -1575.6046 |  | EQUIPMENT TAGGED AS OUT OF SERVICE | WAITING FOR COMPANY DEMAND TO MAKE A CALIBRATION SERVICE QUOTATION
NCC000204 | MANOMETER | PRESSURE | FISHER | PW17359 | 85942 | 0-30PSI / 0-2 BAR | 1 PSI | CALIBRAVEL\NCC000204.JPG | SECTOR 20 | ÁREA SUPRIMENTOS (ESTOQUE 7) | OUT OF SERVICE EQUIPMENT ROOM | OUT OF USE | 365 | 2017-03-24 | 2018-03-24 | -1896.6046 | MEDIÇÃO | EQUIPMENT TAGGED AS OUT OF SERVICE | WAITING FOR COMPANY DEMAND TO MAKE A CALIBRATION SERVICE QUOTATION
NCC000205 | CARGO CELL | WEIGHT | INTERFACE | CCST03I | 1559 | 0-5000.000KGF | 5000KGF |  | SECTOR 102 | BANCO DE PROVAS - T56 & PW100 | DYNAMOMETER | OUT OF USE | 365 | 2018-08-16 | 2019-08-16 | -1386.6046 | MEDIÇÃO | EQUIPMENT TAGGED AS OUT OF SERVICE | WAITING FOR COMPANY DEMAND TO MAKE A CALIBRATION SERVICE QUOTATION
NCC000206 | TYPE J THERMOCOUPLE - 2 WIRES | TEMPERSECTOR 20URE | INTERFACE | TYPE J | 127985 | 0-800 ° C | 800C |  | SECTOR 20 | ÁREA SUPRIMENTOS (ESTOQUE 7) | DYNAMOMETRO WSECTOR 20ER OUTLET: 70MM | OUT OF USE | 365 | 2018-02-09 | 2019-02-09 | -1574.6046 | MEDIÇÃO | EQUIPMENT TAGGED AS OUT OF SERVICE | WAITING FOR COMPANY DEMAND TO MAKE A CALIBRATION SERVICE QUOTATION
NCC000207 | PT100 SENSOR - 4 WIRES | TEMPERSECTOR 20URE | RUCKEN | PT100 | 125456 | -100 TO 600 ° C | 600C | CALIBRAVEL\NCC000207.JPG | SECTOR 20 | ÁREA SUPRIMENTOS (ESTOQUE 7) | CIT 1: 95MM | OUT OF USE | 365 | 2018-02-19 | 2019-02-19 | -1564.6046 | MEDIÇÃO | EQUIPMENT TAGGED AS OUT OF SERVICE | WAITING FOR COMPANY DEMAND TO MAKE A CALIBRATION SERVICE QUOTATION
NCC000208 | PT100 SENSOR - 4 WIRES | TEMPERSECTOR 20URE | RUCKEN | PT100 | 1295454 | -100 TO 600 ° C | 600C |  | SECTOR 20 | ÁREA SUPRIMENTOS (ESTOQUE 7) | CIT 2: 95 MM | OUT OF USE | 365 | 2018-02-19 | 2019-02-19 | -1564.6046 | MEDIÇÃO | EQUIPMENT TAGGED AS OUT OF SERVICE | WAITING FOR COMPANY DEMAND TO MAKE A CALIBRATION SERVICE QUOTATION
NCC000209 | PT100 SENSOR - 4 WIRES | TEMPERSECTOR 20URE | RUCKEN | PT100 | 150248 | -100 TO 600 ° C | 600C |  | SECTOR 20 | ÁREA SUPRIMENTOS (ESTOQUE 7) | CIT 3: 95 MM | OUT OF USE | 365 | 2018-02-19 | 2019-02-19 | -1564.6046 | MEDIÇÃO | EQUIPMENT TAGGED AS OUT OF SERVICE | WAITING FOR COMPANY DEMAND TO MAKE A CALIBRATION SERVICE QUOTATION
NCC000210 | BAROMETER | PRESSURE | ROMIOOTTO | KG866 | 9521478 | 4,000 20,000 MACC | 4000MACC | CALIBRAVEL\NCC000210.JPG | SECTOR 105 | SALA ELÉTRICA | IAS-Q118 PANEL TEST CELL | OUT OF USE | 365 | 2018-02-16 | 2019-02-16 | -1567.6046 | MEDIÇÃO | EQUIPMENT TAGGED AS OUT OF SERVICE | WAITING FOR COMPANY DEMAND TO MAKE A CALIBRATION SERVICE QUOTATION
NCC000211 | PT100 SENSOR - 3 WIRES | TEMPERSECTOR 20URE | DRIVER | P100 | 152489 | -100 TO 600 ° C | 600C |  | SECTOR 20 | ÁREA SUPRIMENTOS (ESTOQUE 7) | LOCSECTOR 20E | OUT OF USE | 365 | 2013-09-30 | 2014-09-30 | -3167.6046 | MEDIÇÃO | EQUIPMENT TAGGED AS OUT OF SERVICE | WAITING FOR COMPANY DEMAND TO MAKE A CALIBRATION SERVICE QUOTATION
NCC000212 | TYPE J THERMOCOPUPLE- 2 WIRES | TEMPERSECTOR 20URE | ALUTAL | TYPE J | 124879 | -210.0 º C TO 750.0 º C | 750C |  | SECTOR 20 | ÁREA SUPRIMENTOS (ESTOQUE 7) | OIL RETURN COMPRESSOR | OUT OF USE | 365 | 2018-02-16 | 2019-02-16 | -1567.6046 | MEDIÇÃO | EQUIPMENT TAGGED AS OUT OF SERVICE | WAITING FOR COMPANY DEMAND TO MAKE A CALIBRATION SERVICE QUOTATION
NCC000213 | MANOMETER | PRESSURE | FISHER | M58 | 33690 | 0-30 PSI / 0-2 BAR | 30PSI | CALIBRAVEL\NCC000213.JPG | SECTOR 20 | ÁREA SUPRIMENTOS (ESTOQUE 7) | OUT OF SERVICE EQUIPMENT ROOM | OUT OF USE | 365 | 2015-03-30 | 2016-03-29 | -2621.6046 | MEDIÇÃO | EQUIPMENT TAGGED AS OUT OF SERVICE | WAITING FOR COMPANY DEMAND TO MAKE A CALIBRATION SERVICE QUOTATION
NCC000215 | MANOMETER | PRESSURE | FISHER | M58 | 89546 | 0-30 PSI / 0-2 BAR | 30PSI | CALIBRAVEL\NCC000215.JPG | SECTOR 20 | ÁREA SUPRIMENTOS (ESTOQUE 7) | OUT OF SERVICE EQUIPMENT ROOM | OUT OF USE | 365 | 2017-03-24 | 2018-03-24 | -1896.6046 | MEDIÇÃO | EQUIPMENT TAGGED AS OUT OF SERVICE | WAITING FOR COMPANY DEMAND TO MAKE A CALIBRATION SERVICE QUOTATION
NCC000216 | TYPE J THERMOCOUPLE CONNECTOR | TEMPERSECTOR 20URE | ALUTAL | TYPE J | 58972 | 0.000 TO 8000,000 TO 800,000 0.000 TO 0.800,000 | 0.000 A 800,000 |  | SECTOR 20 | ÁREA SUPRIMENTOS (ESTOQUE 7) | RGB OIL RETURN | OUT OF USE | 365 | 2018-02-16 | 2019-02-16 | -1567.6046 | MEDIÇÃO | EQUIPMENT TAGGED AS OUT OF SERVICE | WAITING FOR COMPANY DEMAND TO MAKE A CALIBRATION SERVICE QUOTATION
NCC000217 | MEDIDOR DE VAZÃO | FLOW RATE | COX INSTRUMENTS | ANC8-6 | X12955 | 0 A 1900IB/H | 1900IB/H |  | SECTOR 105 | SALA ELÉTRICA | LOW FUEL FLOW OIL TANK STRUCTURE | IN USE | 365 | 2022-05-22 | 2023-05-22 | -11.6046 | FLOWMETER | TURBINE TYPE IN LINE (FLOW METER) EQUIPMENT CALIBRATED NEXT TO THE XFC10323 INDICATOR OPERATING PRINCIPLE: TURBINE | AREA BANCO DE PROVAS T56
NCC000219 | LOAD INDICATOR | WEIGHT | MK CONTROL INSTRUMENTACAO LTDA | MK-5030 | 0109A09200988/2009 | 0,000 A 10,000KG | 10,000K | CALIBRAVEL\NCC000219.JPG | SECTOR 12 | SALA LIMPA | DIMENSIONAL INSPECTION AREA | IN USE | 365 | 2022-11-29 | 2023-11-29 | 179.3954 |  | OUT OF SERVICE ROOM WATERYING CALIBRATION. CALIBRATED ALONG THE LOAD CELLS NCC000547 | N/A | INSERT CERTIFICATION
NCC000221 | TYPE J THERMOCOUPLE | TEMPERSECTOR 20URE | NAKA | TYPE J | 50183 | 0-800 ° C | 800C |  | SECTOR 102 | BANCO DE PROVAS - T56 & PW100 | DYNAMOMETER WSECTOR 20ER INLET | OUT OF USE | 365 | 2018-02-09 | 2019-02-09 | -1574.6046 | MEDIÇÃO | EQUIPMENT TAGGED AS OUT OF SERVICE | WAITING FOR COMPANY DEMAND TO MAKE A CALIBRATION SERVICE QUOTATION
NCC000223 | CARGO CELL | WEIGHT | LEADER | SWS510 | 9854217 | 0-5000KGF | 5,000KGL |  | SECTOR 20 | ÁREA SUPRIMENTOS (ESTOQUE 7) | OIL SCALE | OUT OF USE | 365 | 2018-02-20 | 2019-02-20 | -1563.6046 | MEDIÇÃO | EQUIPMENT TAGGED AS OUT OF SERVICE | WAITING FOR COMPANY DEMAND TO MAKE A CALIBRATION SERVICE QUOTATION
NCC000224 | CARGO CELL | WEIGHT | LEADER | SWS510 | 9854221 | 0-5000KGF | 5,000KGL |  | SECTOR 20 | ÁREA SUPRIMENTOS (ESTOQUE 7) | OIL SCALE | OUT OF USE | 365 | 2018-02-20 | 2019-02-20 | -1563.6046 | MEDIÇÃO | EQUIPMENT TAGGED AS OUT OF SERVICE | WAITING FOR COMPANY DEMAND TO MAKE A CALIBRATION SERVICE QUOTATION
NCC000225 | CARGO CELL | WEIGHT | LEADER | SWS510 | 9854223 | 0-5000KGF | 5,000KGL |  | SECTOR 20 | ÁREA SUPRIMENTOS (ESTOQUE 7) | OIL SCALE | OUT OF USE | 365 | 2018-02-20 | 2019-02-20 | -1563.6046 | MEDIÇÃO | EQUIPMENT TAGGED AS OUT OF SERVICE | WAITING FOR COMPANY DEMAND TO MAKE A CALIBRATION SERVICE QUOTATION
NCC000226 | CARGO CELL | WEIGHT | LEADER | SWS510 | 9854222 | 0-5000KGF | 5,000KGL |  | SECTOR 20 | ÁREA SUPRIMENTOS (ESTOQUE 7) | OIL SCALE | OUT OF USE | 365 | 2018-02-20 | 2019-02-20 | -1563.6046 | MEDIÇÃO | EQUIPMENT TAGGED AS OUT OF SERVICE | WAITING FOR COMPANY DEMAND TO MAKE A CALIBRATION SERVICE QUOTATION
NCC000227 | TACHOMETER | TIME AND FREQUENCY | POLIMKT | PM1300 | 30576 | 5-999.9RPM | 0.1RPM | CALIBRAVEL\NCC000227.JPG | SECTOR 20 | ÁREA SUPRIMENTOS (ESTOQUE 7) | OUT OF SERVICE EQUIPMENT ROOM | OUT OF USE | 365 | 2021-08-07 | 2022-08-07 | -299.6046 | MEDIÇÃO | EQUIPMENT TAGGED AS OUT OF SERVICE | WAITING FOR COMPANY DEMAND TO MAKE A CALIBRATION SERVICE QUOTATION
NCC000228 | DIGITAL BENCH MULTIMETER | ELECTRICITY | ICEL | MD-6600 | 98607380 | 0.0 TO 200.0 MVCC | 200MVCC | CALIBRAVEL\NCC000228.JPG | SECTOR 12 | SALA LIMPA | CLEAN ROOM | IN USE | 365 | 2022-03-30 | 2023-03-30 | -64.6046 | INGEL | N/A | N/A
NCC000229 | MULTIMETER | ELECTRICITY | MINIPA | ET-2042D | ET204D009482 | 0 TO 200 MVCC | 200MVCC | CALIBRAVEL\NCC000229.JPG | SECTOR 12 | SALA LIMPA | ACCESSORIES - CLEAN ROOM | IN USE | 365 | 2022-11-16 | 2023-11-16 | 166.3954 | MEDIÇÃO | N/A | N/A | INSERT CERTIFICATION
NCC000232 | ANALOG MULTIMETER | ELECTRICITY | MINIPA | ET-20222A | ET222A090189 | 0.0 TO 10.0 VCA | 10.0VCA |  | SECTOR 12 | SALA LIMPA | CLEAN ROOM | OUT OF USE | 365 | 2022-05-23 | 2023-05-23 | -10.6046 | MEDIÇÃO | MULTIMETRO NÃO ENCOTRADO PARA ENVIO A CALIBRAÇÃO / NOT FOUND | MULTIMETRO NÃO ENCOTRADO PARA ENVIO A CALIBRAÇÃO / NOT FOUND
NCC000234 | MILLIONHMMETER | ELECTRICITY | LUTRON | MO-2001 | 9151 | 0 TO 200 MOHMS | N/A | CALIBRAVEL\NCC000234.JPG | SECTOR 102 | BANCO DE PROVAS - T56 & PW100 | RED SUPPORT CART | IN USE | 365 | 2022-07-27 | 2023-07-27 | 54.3954 | MEDIÇÃO | EXTERNAL CALIBRATION
NCC000236 | DIGITAL DISPLACEMENT COMPARATOR | DIMENSIONAL | MITITAYO | N/A | PWC56166A | 0-12.7MM | 0.01MM | CALIBRAVEL\NCC000236.JPG | SECTOR 07 | PROJETO PW100 | PW WORKSHOP | IN USE | 365 | 2022-06-15 | 2023-06-15 | 12.3954 | MEDIÇÃO | N/A
NCC000237 | ROTAMETER FLOW MEASUREMENT | FLOW RATE | APPLITECH | K-10/12-V | 0295-03 | 1 - 10K | 10KGF/CM² |  | SECTOR 20 | ÁREA SUPRIMENTOS (ESTOQUE 7) | OUT OF SERVICE EQUIPMENT ROOM | OUT OF USE | 365 | N/A | #VALUE! | #VALUE! | FLOWMETER | OUT OF SERVICE EQUIPMENT ROOM | WAITING FOR COMPANY DEMAND TO MAKE A CALIBRATION SERVICE QUOTATION
NCC000238 | ROTAMETER FLOW METER | FLOW RATE | APPLITECH | K-12-V-AP | 218-09 | 0 -12K | 12KGF/CM |  | SECTOR 20 | ÁREA SUPRIMENTOS (ESTOQUE 7) | OUT OF SERVICE EQUIPMENT ROOM | OUT OF USE | 365 | N/A | #VALUE! | #VALUE! | FLOWMETER | OUT OF SERVICE EQUIPMENT ROOM | WAITING FOR COMPANY DEMAND TO MAKE A CALIBRATION SERVICE QUOTATION
NCC000239 | ROTAMETER FLOW METER | FLOW RATE | APPLITECH | K-10/12-V | OP-209 | 1 -10K | 10KGF/CM² |  | SECTOR 20 | ÁREA SUPRIMENTOS (ESTOQUE 7) | OUT OF SERVICE EQUIPMENT ROOM | OUT OF USE | 365 | N/A | #VALUE! | #VALUE! | FLOWMETER | OUT OF SERVICE EQUIPMENT ROOM | WAITING FOR COMPANY DEMAND TO MAKE A CALIBRATION SERVICE QUOTATION
NCC000242 | AMMETER | ELECTRICITY | HB BRAZIL | N/A | N/A | 0 - 500 | 500MA |  | SECTOR 20 | ÁREA SUPRIMENTOS (ESTOQUE 7) | OUT OF SERVICE EQUIPMENT ROOM | OUT OF USE | 365 | N/A | #VALUE! | #VALUE! |  | OUT OF SERVICE EQUIPMENT ROOM | WAITING FOR COMPANY DEMAND TO MAKE A CALIBRATION SERVICE QUOTATION
NCC000243 | AMMETER | ELECTRICITY | INIKRON | 085017-01 | 367467 | 0 - 100 A | 1000MA |  | SECTOR 20 | ÁREA SUPRIMENTOS (ESTOQUE 7) | OUT OF SERVICE EQUIPMENT ROOM | OUT OF USE | 365 | N/A | #VALUE! | #VALUE! |  | OUT OF SERVICE EQUIPMENT ROOM | WAITING FOR COMPANY DEMAND TO MAKE A CALIBRATION SERVICE QUOTATION
NCC000244 | PRESSURE SENSOR (SPECIAL TOOL) | PRESSURE | PW - SPECIAL TOOL | PW-J28 | PWC38008 | 0 - 10IN MV | 260 - 1260C |  | SECTOR 07 | PROJETO PW100 | PW100 PROJECT | OUT OF USE | 365 | N/A | #VALUE! | #VALUE! | MEDIÇÃO | OUT OF SERVICE EQUIPMENT ROOM | WAITING FOR COMPANY DEMAND TO MAKE A CALIBRATION SERVICE QUOTATION
NCC000245 | THERMOCOUPLE | TEMPERATURE | PW - SPECIAL TOOL | PW-J28 | 38201 | 1 - 10IN MV | 260 - 1260C |  | SECTOR 102 | BANCO DE PROVAS - T56 & PW100 | TEST CELL PW127G | OUT OF USE | 365 | N/A | #VALUE! | #VALUE! | MEDIÇÃO | OUT OF SERVICE EQUIPMENT ROOM | WAITING FOR COMPANY DEMAND TO MAKE A CALIBRATION SERVICE QUOTATION
NCC000246 | THERMOCOUPLE | TEMPERATURE | PW - SPECIAL TOOL | PW-J28 | 382015 | 1 - 10IN MV | 260 - 1260C |  | SECTOR 102 | BANCO DE PROVAS - T56 & PW100 | TEST CELL PW127G | OUT OF USE | 365 | N/A | #VALUE! | #VALUE! | MEDIÇÃO | OUT OF SERVICE EQUIPMENT ROOM | QUOTATION 810647 NF 11617
NCC000247 | THERMOCOUPLE | TEMPERATURE | PW - SPECIAL TOOL | PW-J28 | 382022 | 1 - 10IN MV | 260 - 1260C |  | SECTOR 102 | BANCO DE PROVAS - T56 & PW100 | TEST CELL PW127G | OUT OF USE | 365 | N/A | #VALUE! | #VALUE! | MEDIÇÃO | OUT OF SERVICE EQUIPMENT ROOM | WAITING FOR COMPANY DEMAND TO MAKE A CALIBRATION SERVICE QUOTATION
NCC000248 | THERMOCOUPLE | TEMPERATURE | PW - SPECIAL TOOL | PW-J28 | 382048 | 1 - 10IN MV | 260 - 1260C |  | SECTOR 102 | BANCO DE PROVAS - T56 & PW100 | TEST CELL PW127G | OUT OF USE | 365 | N/A | #VALUE! | #VALUE! | MEDIÇÃO | OUT OF SERVICE EQUIPMENT ROOM | WAITING FOR COMPANY DEMAND TO MAKE A CALIBRATION SERVICE QUOTATION
NCC000249 | THERMOCOUPLE | TEMPERATURE | PW - SPECIAL TOOL | PW-J28 | 382047 | 1 - 10IN MV | 260 - 1260C |  | SECTOR 102 | BANCO DE PROVAS - T56 & PW100 | TEST CELL PW127G | OUT OF USE | 365 | N/A | #VALUE! | #VALUE! | MEDIÇÃO | OUT OF SERVICE EQUIPMENT ROOM | WAITING FOR COMPANY DEMAND TO MAKE A CALIBRATION SERVICE QUOTATION
NCC000250 | VOLTMETER | ELECTRICITY | CHROMPTON | 016-02 | A1789 | 0 - 300 V | 300V |  | SECTOR 20 | ÁREA SUPRIMENTOS (ESTOQUE 7) | OUT OF SERVICE EQUIPMENT ROOM | OUT OF USE | 365 | N/A | #VALUE! | #VALUE! |  | OUT OF SERVICE EQUIPMENT ROOM | WAITING FOR COMPANY DEMAND TO MAKE A CALIBRATION SERVICE QUOTATION
NCC000254 | COMPARATOR CLOCK | DIMENSIONAL | STARRETT | 81-141 | 25879 | 0.000 TO 0.250 IN | 250 IN MM |  | SECTOR 20 | ÁREA SUPRIMENTOS (ESTOQUE 7) | SHELF NCP002946 02 | OUT OF USE | 365 | 2022-10-18 | 2023-10-18 | 137.3954 |  | CALIBRATION REQUESTED BY VICTOR / OUT OF SERVICE ROOM
NCC000256 | TORQUE MULTIPLIER (TORQUE CELL) | DIMENSIONAL | ADVANCED TORQUE PRODUCTS | ATP1200C | 31050 | 0-1250LBF.FT | 1LBF.FT | CALIBRAVEL\NCC000256 NCP001249 (1).JPG | SECTOR 07 | PROJETO PW100 | PW100 PROJECT | OUT OF USE | 365 | 2023-01-31 | 2024-01-31 | 242.3954 |  | PW100 PROJECT
NCC000258 | COMPARSECTOR 20OR CLOCK | DIMENSIONAL | MITITAYO | PWC56146A | 60912 | 0.4 " - 1.4" | 0.0005 " | N/A | SECTOR 09 | PROJETO M250 & RR300 | MAINTENANCE ARTICLE M250 SERIES | OUT OF USE | 365 | 2021-12-29 | 2022-12-29 | -155.6046 |  | EQUIPMENT TAGGED AS OUT OF SERVICE | WAITING FOR COMPANY DEMAND TO MAKE A CALIBRATION SERVICE QUOTATION
NCC000259 | COMPARSECTOR 20OR CLOCK | DIMENSIONAL | STARRETT | 81-141 | PWC38487-5 | 0-250 " | 0.001 " | CALIBRAVEL\NCC000259.JPG | SECTOR 20 | ÁREA SUPRIMENTOS (ESTOQUE 7) | OUT OF SERVICE EQUIPMENT ROOM | OUT OF USE | 365 | 2015-04-01 | 2016-03-31 | -2619.6046 | MEDIÇÃO | EQUIPMENT TAGGED AS OUT OF SERVICE | WAITING FOR COMPANY DEMAND TO MAKE A CALIBRATION SERVICE QUOTATION
NCC000260 | FEELER CLOCK | DIMENSIONAL | FEDERAL MAHR | PWC37911 | 70091351 | 0-0.06 " | 0.0005 " | N/A | SECTOR 20 | ÁREA SUPRIMENTOS (ESTOQUE 7) | DIMENSIONAL INSPECTION AREA | OUT OF USE | 365 | 2021-10-18 | 2022-10-18 | -227.6046 | MEDIÇÃO | EQUIPMENT TAGGED AS OUT OF SERVICE | WAITING FOR COMPANY DEMAND TO MAKE A CALIBRATION SERVICE QUOTATION
NCC000261 | DIGITAL COMPARSECTOR 20OR CLOCK | DIMENSIONAL | MITITAYO | PWC54386-16 | 39295 | 0-12.7MM | 0.01MM | CALIBRAVEL\NCC000261.JPG | SECTOR 20 | ÁREA SUPRIMENTOS (ESTOQUE 7) | PW WORKSHOP | OUT OF USE | 365 | 2021-06-28 | 2022-06-28 | -339.6046 | MEDIÇÃO | EQUIPMENT TAGGED AS OUT OF SERVICE | WAITING FOR COMPANY DEMAND TO MAKE A CALIBRATION SERVICE QUOTATION
NCC000262 | FEELER CLOCK | DIMENSIONAL | FEDERAL MAHR | 801V | 2015325 | 0-0.030 " | 0.0005 " | CALIBRAVEL\NCC000262.JPG | SECTOR 10 | INSPEÇÃO DIMENSIONAL | DIMENSIONAL INSPECTION | OUT OF USE | 365 | 2022-07-25 | 2023-07-25 | 52.3954 |  | NOT FOUND IN INSPECTION | NOT FOUND IN INSPECTION
NCC000264 | COMPARATOR CLOCK | DIMENSIONAL | MITITAYO | N/A | HKS535 | 0 - 1 " | 0.001 " | CALIBRAVEL\NCC000264.JPG |  | #N/A | DIMENSIONAL INSPECTION AREA | IN USE | 365 | 2022-04-19 | 2023-04-19 | -44.6046 | MEDIÇÃO | NOT FOUND. USED IN WHEEL RIVET - PW EQUIPMENT - REPAIRS | NOT FOUND FOR MARCH 03 CALIBRATION
NCC000265 | MANOMETER | PRESSURE | SMC | K126 | 11289 | 0-150PSI | 30 IN MV |  | SECTOR 20 | ÁREA SUPRIMENTOS (ESTOQUE 7) | PW EQUIPMENT - WHEEL RIVET | OUT OF USE | 365 | 2017-03-24 | 2018-03-24 | -1896.6046 | MEDIÇÃO | EQUIPMENT TAGGED AS OUT OF SERVICE | WAITING FOR COMPANY DEMAND TO MAKE A CALIBRATION SERVICE QUOTATION
NCC000266 | MANOMETER | PRESSURE | SPAN | K126 | 200254 | 0-160PSI | 35 IN MV |  | SECTOR 91 | BANCO DE PROVAS - VK-2500 | TEST CELL - VK2500 | OUT OF USE | 365 | N/A | N/A | #VALUE! | MEDIÇÃO | Equipment used exclusively in the MI-35M project of the Brazilian Air Force. Project halted by customer decision. Equipment out of use identified. | WAITING FOR COMPANY DEMAND TO MAKE A CALIBRATION SERVICE QUOTATION
NCC000267 | MANOMETER | PRESSURE | SPAN | K126 | 111478 | 0-160PSI | 36 IN MV |  | SECTOR 91 | BANCO DE PROVAS - VK-2500 | TEST CELL - VK2500 | OUT OF USE | 365 | N/A | N/A | #VALUE! | MEDIÇÃO | Equipment used exclusively in the MI-35M project of the Brazilian Air Force. Project halted by customer decision. Equipment out of use identified. | WAITING FOR COMPANY DEMAND TO MAKE A CALIBRATION SERVICE QUOTATION
NCC000268 | MANOMETER | PRESSURE | SPAN | K126 | 11007 | 0-160PSI | 37 IN MV |  | SECTOR 91 | BANCO DE PROVAS - VK-2500 | TEST CELL - VK2500 | OUT OF USE | 365 | N/A | N/A | #VALUE! | MEDIÇÃO | Equipment used exclusively in the MI-35M project of the Brazilian Air Force. Project halted by customer decision. Equipment out of use identified. | WAITING FOR COMPANY DEMAND TO MAKE A CALIBRATION SERVICE QUOTATION
NCC000269 | MANOMETER | PRESSURE | SPAN | K126 | 21895 | 0-160PSI | 38 IN MV |  | SECTOR 91 | BANCO DE PROVAS - VK-2500 | TEST CELL - VK2500 | OUT OF USE | 365 | N/A | N/A | #VALUE! | MEDIÇÃO | Equipment used exclusively in the MI-35M project of the Brazilian Air Force. Project halted by customer decision. Equipment out of use identified. | WAITING FOR COMPANY DEMAND TO MAKE A CALIBRATION SERVICE QUOTATION
NCC000270 | MANOMETER | PRESSURE | SPAN | K126 | 35967 | 0-160PSI | 39 IN MV |  | SECTOR 91 | BANCO DE PROVAS - VK-2500 | TEST CELL - VK2500 | OUT OF USE | 365 | N/A | N/A | #VALUE! | MEDIÇÃO | Equipment used exclusively in the MI-35M project of the Brazilian Air Force. Project halted by customer decision. Equipment out of use identified. | WAITING FOR COMPANY DEMAND TO MAKE A CALIBRATION SERVICE QUOTATION
NCC000271 | MANOMETER | PRESSURE | SPAN | K126 | 54821 | 0-30PSI | 10 IN MV |  | SECTOR 91 | BANCO DE PROVAS - VK-2500 | TEST CELL - VK2500 | OUT OF USE | 365 | N/A | N/A | #VALUE! | MEDIÇÃO | Equipment used exclusively in the MI-35M project of the Brazilian Air Force. Project halted by customer decision. Equipment out of use identified. | WAITING FOR COMPANY DEMAND TO MAKE A CALIBRATION SERVICE QUOTATION
NCC000272 | MANOMETER | PRESSURE | SPAN | K126 | 658749 | 0-30PSI | 10 IN MV |  | SECTOR 91 | BANCO DE PROVAS - VK-2500 | TEST CELL - VK2500 | OUT OF USE | 365 | N/A | N/A | #VALUE! | MEDIÇÃO | Equipment used exclusively in the MI-35M project of the Brazilian Air Force. Project halted by customer decision. Equipment out of use identified. | WAITING FOR COMPANY DEMAND TO MAKE A CALIBRATION SERVICE QUOTATION
NCC000273 | MANOMETER | PRESSURE | MILLIPORE | K126 | 658742 | 0-3000PSI | 60IN MV |  | SECTOR 91 | BANCO DE PROVAS - VK-2500 | TEST CELL - VK2500 | OUT OF USE | 365 | N/A | N/A | #VALUE! | MEDIÇÃO | Equipment used exclusively in the MI-35M project of the Brazilian Air Force. Project halted by customer decision. Equipment out of use identified. | WAITING FOR COMPANY DEMAND TO MAKE A CALIBRATION SERVICE QUOTATION
NCC000274 | MANOMETER | PRESSURE | MILLIPORE | K126 | 98547 | 0-3000PSI | 60IN MV |  | SECTOR 91 | BANCO DE PROVAS - VK-2500 | TEST CELL - VK2500 | OUT OF USE | 365 | N/A | N/A | #VALUE! | MEDIÇÃO | Equipment used exclusively in the MI-35M project of the Brazilian Air Force. Project halted by customer decision. Equipment out of use identified. | WAITING FOR COMPANY DEMAND TO MAKE A CALIBRATION SERVICE QUOTATION
NCC000275 | TEMPERATURE INDICATOR | TEMPERATURE | OMEGA | T-600 | 206547 | 0.1 - 350C | 0.00 - 350C |  | SECTOR 91 | BANCO DE PROVAS - VK-2500 | TEST CELL - VK2500 | OUT OF USE | 365 | N/A | N/A | #VALUE! |  | Equipment used exclusively in the MI-35M project of the Brazilian Air Force. Project halted by customer decision. Equipment out of use identified. | WAITING FOR COMPANY DEMAND TO MAKE A CALIBRATION SERVICE QUOTATION
NCC000276 | DISPLACEMENT INDICATOR | DISPLACEMENT | DCI | YR-7002 | 58423 | 0 - 450C 12IN MM | 0 - 450C |  | SECTOR 91 | BANCO DE PROVAS - VK-2500 | TEST CELL - VK2500 | OUT OF USE | 365 | N/A | N/A | #VALUE! |  | Equipment used exclusively in the MI-35M project of the Brazilian Air Force. Project halted by customer decision. Equipment out of use identified. | WAITING FOR COMPANY DEMAND TO MAKE A CALIBRATION SERVICE QUOTATION
NCC000277 | MANOMETER | PRESSURE | FAMABRAS | D200 | N/A | 0-140KGF/CM² | 2 KGF/CM² | CALIBRAVEL\NCC000277.JPG | SECTOR 28 | TESTE DE COMBUSTÍVEL | FCU FUEL CONTROL UNIT TEST TEST, FUEL TEST | OUT OF USE | 365 | 2023-05-12 | 2024-05-11 | 343.3954 | MEDIÇÃO
NCC000280 | MANOMETER | PRESSURE | CONER | S551 | 442746 | 0-200KGF/CM² | 200KGF | CALIBRAVEL\NCC000280.JPG | SECTOR 22 | SALA DE TESTE DE ARTIGOS AVULSOS MI-35 | SECTOR 22 MI-35 SINGLE ARTICLES TEST ROOM | IN USE | 365 | 2022-04-19 | 2023-04-19 | -44.6046 | MEDIÇÃO | N/A | NOT FOUND FOR MARCH 03 CALIBRATION
NCC000282 | MANOMETER | PRESSURE | FAMABRAS | D200 | 320348 | 0-140KGF/CM² | 140KGF | CALIBRAVEL\NCC000282.JPG | SECTOR 28 | TESTE DE COMBUSTÍVEL | FUEL TEST | OUT OF USE | 365 | 2023-03-03 | 2024-03-02 | 273.3954 | MEDIÇÃO | N/A | CALIBRATION PERFORMED
NCC000284 | INTERNAL MICROMETER | DIMENSIONAL | STARRETT | 78 | N03006 | 3/4 - 1 INS | 0.001MM | CALIBRAVEL\NCC000284.JPG | SECTOR 40 | USINAGEM | MACHINING | IN USE | 365 | 2023-03-22 | 2024-03-21 | 292.3954 |  | CALIBRATION AND, SET WITH EQUIPMENT: NCC000562 NCC000563 NCC000564 NCC000565
NCC000285 | MANOMETER | PRESSURE | SKAY | MK-5030 | I25611 | 0-60 TONES | 2 TON | CALIBRAVEL\NCC000285.JPG | SECTOR 07 | PROJETO PW100 | RED ENGINES PRESS | IN USE | 365 | 2023-04-04 | 2024-04-03 | 305.3954 | MEDIÇÃO | N/A | N/A | ..\CERTIFICADOS DE PÓS CALIBRAÇÃO\2023\ABRIL\NCC000285 - MANÔMETRO DE PRENSA.pdf
NCC000286 | HORIZONTAL BALANCING | DIMENSIONAL | SCHENCK | HM20BV | 2960312 | 1000 IN | 1000 IN MM | CALIBRAVEL\NCC000286.JPG | SECTOR 44 | PESO E BALANCEAMENTO | BALANCING SECTOR | IN USE | 365 | 2022-04-14 | 2023-04-14 | -49.6046 | SCHENCK | N/A
NCC000287 | CLOCK | DIMENSIONAL | MITITAYO | N/A | N/A | 0 - 0.50MM | 0.01MM | N/A | SECTOR 40 | USINAGEM | MACHINING | OUT OF USE | 365 | N/A | N/A | #VALUE! | MEDIÇÃO | OUT OF SERVICE EQUIPMENT ROOM | UNDER SERVICE QUOTATION
NCC000290 | PRESSURE INDICATOR - PRESSURE MESH | PRESSURE | DRUCK | FEC256 | 178956/177 | 0-10000PSI | 1 PSI | N/A |  | #N/A | HYDRAULIC TEST | IN USE | 365 | 2022-05-05 | 2023-05-05 | -28.6046 | FLOWMETER | NOT FOUND
NCC000291 | PRESSURE INDICATOR - PRESSURE MESH | PRESSURE | DRUCK | FEC256 | 178956/105 | 1000PSI | N/A | N/A |  | #N/A | HYDRAULIC TEST | IN USE | 365 | 2022-05-05 | 2023-05-05 | -28.6046 | FLOWMETER | NOT FOUND
NCC000293 | PRESSURE INDICATOR - PRESSURE MESH | PRESSURE | DRUCK | FEC256 | 178956/179 | 0.0-1000.0 PSI | N/A | N/A | AT | #N/A | LOCATE | OUT OF USE | 365 | 2017-03-17 | 2018-03-17 | -1903.6046 | FLOWMETER | EQUIPMENT TAGGED AS OUT OF SERVICE | WAITING FOR COMPANY DEMAND TO MAKE A CALIBRATION SERVICE QUOTATION
NCC000294 | PRESSURE TRANSMITTER | PRESSURE | ZURICH | PTX7217-2-A | 1776830/2010 | 0-1000PSI | 1000PSI | CALIBRAVEL\NCC000294-1.JPG | SECTOR 25 | TESTE HIDRÁULICO | BENCH 5606 | IN USE | 365 | 2023-05-12 | 2024-05-11 | 343.3954 | MEDIÇÃO | PREVIOUSLY THE PRESSURE TRANSMITTER WAS CALIBRATED: NCC000294 AND THE PRESSURE INDICATOR: NCC000291.
NCC000295 | PRESSURE TRANSMITTER | PRESSURE | ZURICH | PTX7217-2-A | 1776830/2008 | 0-5000PSI | 5000PSI | CALIBRAVEL\NCC000295.JPG | SECTOR 29 | SALA DE MÁQUINAS | 5606 COUNTERTOP, HYDRAULIC TEST | IN USE | 365 | 2023-05-12 | 2024-05-11 | 343.3954 | MEDIÇÃO
NCC000296 | PRESSURE TRANSMITTER - PRESSURE MESH | PRESSURE | ZURICH | PTX7217-2-A | 1776830/2012 | 0-10000PSI | 1 PSI | CALIBRAVEL\NCC000296.JPG | SECTOR 29 | SALA DE MÁQUINAS | 5606 COUNTERTOP, HYDRAULIC TEST | IN USE | 365 | 2023-05-12 | 2024-05-11 | 343.3954 | MEDIÇÃO
NCC000297 | PRESSURE TRANSMITTER | PRESSURE | DRUCK | PTX7217-2-A | 1776830/2003 | 0-1000PSI | 1000PSI | CALIBRAVEL\NCC000297 (2).JPG | SECTOR 29 | SALA DE MÁQUINAS | 5606 COUNTERTOP, HYDRAULIC TEST | IN USE | 365 | 2023-05-12 | 2024-05-11 | 343.3954 | MEDIÇÃO
NCC000298 | COMPARSECTOR 20OR CLOCK | DIMENSIONAL | MITITAYO | 21195-10 | ERR908 | 0 - 5MM | 0.001MM | CALIBRAVEL\NCC000298.JPG | SECTOR 20 | ÁREA SUPRIMENTOS (ESTOQUE 7) | SHELF NCP002990 03 | OUT OF USE | 365 | 2015-04-01 | 2016-03-31 | -2619.6046 |  | EQUIPMENT TAGGED AS OUT OF SERVICE | WAITING FOR COMPANY DEMAND TO MAKE A CALIBRATION SERVICE QUOTATION
NCC000302 | MEDIDOR DE VAZÃO | FLOW RATE | COX INSTRUMENTS | TVT-2 | 42408 | 0 TO 3000LB/H | 0 TO 3000LB/H | N/A | SECTOR 105 | SALA ELÉTRICA | MEDIUM FUEL FLOW. OIL TANK STRUCTURE | IN USE | 365 | 2022-05-24 | 2023-05-24 | -9.6046 | FLOWMETER | TURBINE IN LINE (FLUX METER) CALIBRATED NEXT TO THE XFC10703 INDICATOR OPERATING PRINCIPLE: TURBINE | AREA BANCO DE PROVAS T56
NCC000303 | TORQUEMETER | FORCE | SNAP-ON | N/A | R0108400236 | 40-200 INLB | 40-200 INLB | CALIBRAVEL\NCC000303.jpg | SECTOR 09 | PROJETO M250 & RR300 | M250 & RR300 PROJECT | IN USE | 365 | 2022-08-22 | 2023-08-22 | 80.3954 | MEDIÇÃO | IN THE SECTOR
NCC000304 | MANOMETER | PRESSURE | DURAZZO & CIA LTDA | N/A | N/A | 0-10000PSI | 200PSI | N/A | SECTOR 20 | ÁREA SUPRIMENTOS (ESTOQUE 7) | MOTORS | OUT OF USE | 365 | 2011-10-24 | 2012-10-23 | -3874.6046 | MEDIÇÃO | EQUIPMENT TAGGED AS OUT OF SERVICE | WAITING FOR COMPANY DEMAND TO MAKE A CALIBRATION SERVICE QUOTATION
NCC000305 | AMMETER | ELECTRICITY | ELECTRIC GENERAL | 8910DG | 892349 | 0 - 50A | 0 - 50A | N/A | SECTOR 20 | ÁREA SUPRIMENTOS (ESTOQUE 7) | OUT OF SERVICE EQUIPMENT ROOM | OUT OF USE | 365 | 2015-12-11 | 2016-12-10 | -2365.6046 |  | EQUIPMENT TAGGED AS OUT OF SERVICE | WAITING FOR COMPANY DEMAND TO MAKE A CALIBRATION SERVICE QUOTATION
NCC000306 | PLIERS AMMETER | ELECTRICITY | MINIPA | ET-3388 | ET-3388002615 | 0 TO 400 ACC | 0 TO 400 ACC | CALIBRAVEL\NCC000306.JPG | SECTOR 12 | SALA LIMPA | CLEAN ROOM | OUT OF USE | 365 | 2022-11-16 | 2023-11-16 | 166.3954 | MEDIÇÃO | NOT FOUND | NOT FOUND
NCC000307 | MULTIMETER | ELECTRICITY | MINIPA | ET-2042C | N/A | 0.0 TO 200.0 MVCC | 0.0 TO 200.0 MVCC | CALIBRAVEL\NCC000307.JPG | SECTOR 12 | SALA LIMPA | ACCESSORIES - CLEAN ROOM | IN USE | 365 | 2022-11-16 | 2023-11-16 | 166.3954 | MEDIÇÃO | N/A
NCC000308 | POWER SUPPLY | ELECTRICITY | ICEL MANAUS | T20 | P6000.0636 | 0.0-30.0 VCC | 0.0-30.0 VCC | CALIBRAVEL\NCC000308.JPG | SECTOR 27 | TESTE ELÉTRICO | ACCESSORIES - CLEAN ROOM | IN USE | 365 | 2022-11-16 | 2023-11-16 | 166.3954 | MEDIÇÃO | N/A
NCC000309 | ROTTER | FLOW RSECTOR 20E | APPLITECH | COX-0039-12 | OP-7902.G | 5 TO 30 NL/H | 5 TO 30 NL/H | CALIBRAVEL\NCC000309.JPG | SECTOR 20 | ÁREA SUPRIMENTOS (ESTOQUE 7) | OUT OF SERVICE EQUIPMENT ROOM | OUT OF USE | 365 | 2015-04-16 | 2016-04-15 | -2604.6046 |  | EQUIPMENT TAGGED AS OUT OF SERVICE | WAITING FOR COMPANY DEMAND TO MAKE A CALIBRATION SERVICE QUOTATION
NCC000310 | ROTTER | FLOW RSECTOR 20E | APPLITECH | COX-0039-26 | OP-7902.H | 20 TO 250 NL/H | 20 TO 250 NL/H | CALIBRAVEL\NCC000310.JPG | SECTOR 20 | ÁREA SUPRIMENTOS (ESTOQUE 7) | OUT OF SERVICE EQUIPMENT ROOM | OUT OF USE | 365 | 2015-04-16 | 2016-04-15 | -2604.6046 |  | EQUIPMENT TAGGED AS OUT OF SERVICE | WAITING FOR COMPANY DEMAND TO MAKE A CALIBRATION SERVICE QUOTATION
NCC000311 | ROTTER | FLOW RSECTOR 20E | APPLITECH | COX-0039-32 | OP-7902.C | 10 TO 60NL/H | 10 TO 60NL/H | CALIBRAVEL\NCC000311.JPG | SECTOR 20 | ÁREA SUPRIMENTOS (ESTOQUE 7) | OUT OF SERVICE EQUIPMENT ROOM | OUT OF USE | 365 | 2015-04-16 | 2016-04-15 | -2604.6046 |  | EQUIPMENT TAGGED AS OUT OF SERVICE | WAITING FOR COMPANY DEMAND TO MAKE A CALIBRATION SERVICE QUOTATION
NCC000312 | ROTTER | FLOW RSECTOR 20E | APPLITECH | COX-0039-35 | OP-7902.F | 10 TO 100 NL/ | 10 TO 100 NL/ | CALIBRAVEL\NCC000312.JPG | SECTOR 20 | ÁREA SUPRIMENTOS (ESTOQUE 7) | OUT OF SERVICE EQUIPMENT ROOM | OUT OF USE | 365 | 2015-04-16 | 2016-04-15 | -2604.6046 |  | EQUIPMENT TAGGED AS OUT OF SERVICE | WAITING FOR COMPANY DEMAND TO MAKE A CALIBRATION SERVICE QUOTATION
NCC000313 | ROTTER | FLOW RSECTOR 20E | APPLITECH | COX-0039-05 | OP-7902.E | 2 TO 12 NL/H | 2 TO 12 NL/H | CALIBRAVEL\NCC000313.JPG | SECTOR 20 | ÁREA SUPRIMENTOS (ESTOQUE 7) | OUT OF SERVICE EQUIPMENT ROOM | OUT OF USE | 365 | 2015-04-16 | 2016-04-15 | -2604.6046 |  | EQUIPMENT TAGGED AS OUT OF SERVICE | WAITING FOR COMPANY DEMAND TO MAKE A CALIBRATION SERVICE QUOTATION
NCC000314 | FLOWMETER | FLOW RATE | APPLITECH | COX-0039-44 | OP-7903.A | 20 TO 250 NL/H | 20 TO 250 NL/H |  | SECTOR 20 | ÁREA SUPRIMENTOS (ESTOQUE 7) | OUT OF SERVICE EQUIPMENT ROOM | OUT OF USE | 365 |  |  | -45079.6046 |  | EQUIPMENT TAGGED AS OUT OF SERVICE | WAITING FOR COMPANY DEMAND TO MAKE A CALIBRATION SERVICE QUOTATION
NCC000315 | ROTTER | FLOW RSECTOR 20E | APPLITECH | COX-0039-03 | OP-7902.D | 5 TO 30 NL/H | 10 TO 100 NL/ | CALIBRAVEL\NCC000315.JPG | SECTOR 20 | ÁREA SUPRIMENTOS (ESTOQUE 7) | OUT OF SERVICE EQUIPMENT ROOM | OUT OF USE | 365 | 2015-04-16 | 2016-04-15 | -2604.6046 |  | EQUIPMENT TAGGED AS OUT OF SERVICE | WAITING FOR COMPANY DEMAND TO MAKE A CALIBRATION SERVICE QUOTATION
NCC000318 | AMMETER | ELECTRICITY | SASSI | HY-D1325 | C215 | 0-600 | 10 | N/A | SECTOR 20 | ÁREA SUPRIMENTOS (ESTOQUE 7) | OUT OF SERVICE EQUIPMENT ROOM | OUT OF USE | 365 |  | 1900-12-30 | -44714.6046 |  | EQUIPMENT TAGGED AS OUT OF SERVICE | WAITING FOR COMPANY DEMAND TO MAKE A CALIBRATION SERVICE QUOTATION
NCC000319 | CALIBRSECTOR 20OR 725 FLUKE | ELECTRICITY | FLUKE | 725 | 9678018 | 24mA - 30v | 24mA - 30v | CALIBRAVEL\NCC000319.JPG | SECTOR 102 | BANCO DE PROVAS - T56 & PW100 | TEST BANK CABINET | OUT OF USE | 182 | 2022-08-23 | 2023-08-23 | 81.3954 | METRACAL
NCC000320 | MULTIMETER | ELECTRICITY | MINIPA | ET-2082C | N/A | 0.0 TO 200.0 MVCC | 0.0 TO 200.0 MVCC | CALIBRAVEL\NCC000320 NCP002094.JPG | SECTOR 102 | BANCO DE PROVAS - T56 & PW100 | RED CART | IN USE | 365 | 2023-03-27 | 2024-03-26 | 297.3954 | MEDIÇÃO | CALIBRATION EXECUTED | N/A | ..\CERTIFICADOS DE PÓS CALIBRAÇÃO\2023\ABRIL\NCC000320 - MULTIMETRO DIGITAL.pdf
NCC000321 | FLOWER METER | FLOW RSECTOR 20E | TECNOFLUID | TVT-L25 | 35907 | (500 TO 5000) PPH - (227 TO 2268) KG/H | (500 TO 5000) PPH - (227 TO 2268) KG/H | CALIBRAVEL\NCC000321.JPG | SECTOR 20 | ÁREA SUPRIMENTOS (ESTOQUE 7) | OUT OF SERVICE EQUIPMENT ROOM | OUT OF USE | 365 | 2016-08-11 | 2017-08-11 | -2121.6046 |  | EQUIPMENT TAGGED AS OUT OF SERVICE | WAITING FOR COMPANY DEMAND TO MAKE A CALIBRATION SERVICE QUOTATION
NCC000322 | FLOWER METER | FLOW RSECTOR 20E | TECNOFLUID | TVT-L-50 | 42508 | (5000 TO 13000) PPH - (2268 TO 5900) KG/H | (5000 TO 13000) PPH - (2268 TO 5900) KG/H | CALIBRAVEL\NCC000321.JPG | SECTOR 20 | ÁREA SUPRIMENTOS (ESTOQUE 7) | OUT OF SERVICE EQUIPMENT ROOM | OUT OF USE | 365 | 2013-03-08 | 2014-03-08 | -3373.6046 |  | EQUIPMENT TAGGED AS OUT OF SERVICE | WAITING FOR COMPANY DEMAND TO MAKE A CALIBRATION SERVICE QUOTATION
NCC000323 | FLOWER METER | FLOW RSECTOR 20E | COX INSTRUMENTS | COX-0039-01 | 35882 | (5000 TO 13000) PPH - (2268 TO 5900) KG/H | N/A | N/A | SECTOR 20 | ÁREA SUPRIMENTOS (ESTOQUE 7) | LOCSECTOR 20E | OUT OF USE | 365 | 2010-12-01 | 2011-12-01 | -4201.6046 |  | EQUIPMENT TAGGED AS OUT OF SERVICE | WAITING FOR COMPANY DEMAND TO MAKE A CALIBRATION SERVICE QUOTATION
NCC000324 | PRESSURE INDICSECTOR 20OR | PRESSURE | DRUCK | e166 | 97091 | 10mA - 15v | 10mA - 15v | CALIBRAVEL\NCC000324.JPG | SECTOR 20 | ÁREA SUPRIMENTOS (ESTOQUE 7) | OUT OF SERVICE EQUIPMENT ROOM | OUT OF USE | 365 | 2011-10-24 | 2012-10-23 | -3874.6046 |  | EQUIPMENT TAGGED AS OUT OF SERVICE | WAITING FOR COMPANY DEMAND TO MAKE A CALIBRATION SERVICE QUOTATION
NCC000326 | FLOWER SENSOR | FLOW RSECTOR 20E | TECNOFLUID | 10C1512A | 7101A2915A119 | 3.5-52M³/H | 3.5-52M³/H | N/A | SECTOR 20 | ÁREA SUPRIMENTOS (ESTOQUE 7) | FCU BENCH | OUT OF USE | 365 | 2013-03-08 | 2014-03-08 | -3373.6046 |  | EQUIPMENT TAGGED AS OUT OF SERVICE | WAITING FOR COMPANY DEMAND TO MAKE A CALIBRATION SERVICE QUOTATION
NCC000328 | PT100 SENSOR / TEMPERSECTOR 20URE INDICSECTOR 20OR - TYPE J TYPE | TEMPERSECTOR 20URE | CONSISTING | TYPE J | N/A | -200 TO 370 ° C | -200 TO 370 ° C | CALIBRAVEL\NCC000328.JPG | SECTOR 20 | ÁREA SUPRIMENTOS (ESTOQUE 7) | OUT OF SERVICE EQUIPMENT ROOM | OUT OF USE | 365 | 2015-03-31 | 2016-03-30 | -2620.6046 |  | EQUIPMENT TAGGED AS OUT OF SERVICE | WAITING FOR COMPANY DEMAND TO MAKE A CALIBRATION SERVICE QUOTATION
NCC000329 | T -TYPE THERMOCOUPLE | TEMPERATURE | ALUTAL | T- TYPE | 5482136 | -200 TO 400 ° C | 0 . 400C |  | SECTOR 28 | TESTE DE COMBUSTÍVEL | FCU AIS-AC002 BENCH | IN USE | 365 | 2023-05-12 | 2024-05-11 | 343.3954 | MEDIÇÃO | FAZ CONJUNTO COM NCC00129, CALIBRADOS JUNTOS | FAZ CONJUNTO COM NCC00129, CALIBRADOS JUNTOS
NCC000332 | MICROMETER | DIMENSIONAL | STARRETT | 823 | N/A | 1.5 TO 32 " | 0.001 " | CALIBRAVEL\NCC000332.JPG | SECTOR 40 | USINAGEM | DOC DIM | IN USE | 365 | 2023-05-31 | 2024-05-30 | 362.3954 | MEDIÇÃO | NCP002381 CABINET | ENVIADO A MEDIÇÃO 11/05/23 PARA CALIBRAÇÃO
NCC000333 | AMMETER | ELECTRICITY | ELECTRIC GENERAL | N/A | N/A | 0 TO 150 ACC | 1 TO 150 ACC |  | SECTOR 20 | ÁREA SUPRIMENTOS (ESTOQUE 7) | OUT OF SERVICE EQUIPMENT ROOM | OUT OF USE | 365 | 2015-05-13 | 2016-05-12 | -2577.6046 |  | EQUIPMENT TAGGED AS OUT OF SERVICE | WAITING FOR COMPANY DEMAND TO MAKE A CALIBRATION SERVICE QUOTATION
NCC000335 | GAVIMETRIC PUMP | TIME AND FREQUENCY | SENSIDYNE | GILIAN BDX | EE959 | 2.01E+10 | 2.01E+10 | N/A | SECTOR 20 | ÁREA SUPRIMENTOS (ESTOQUE 7) | OUT OF SERVICE EQUIPMENT ROOM | OUT OF USE | 365 | 2011-09-27 | 2012-09-26 | -3901.6046 |  | EQUIPMENT TAGGED AS OUT OF SERVICE | WAITING FOR COMPANY DEMAND TO MAKE A CALIBRATION SERVICE QUOTATION
NCC000336 | ANGLE TRANSFEROR (GONIOMETRO) | DIMENSIONAL | DIGITS | 170-071 | BD-100 | 0-360 ° | 0.1º | CALIBRAVEL\NCC000336.JPG | SECTOR 47 | SOLDAGEM | WELDING | IN USE | 365 | 2022-08-02 | 2023-08-02 | 60.3954 |  | EXTERNAL CALIBRATION
NCC000338 | MANOMETER | PRESSURE | BELAIR | M58 | N/A | 0-11BAR | 0.5BAR | N/A | AT | #N/A | LOCATE | OUT OF USE | 365 | 2017-03-23 | 2018-03-23 | -1897.6046 |  | EQUIPMENT TAGGED AS OUT OF SERVICE | WAITING FOR COMPANY DEMAND TO MAKE A CALIBRATION SERVICE QUOTATION
NCC000339 | DIGITAL SCALE | DIMENSIONAL | FILIZOLA | PLURIS 6/15 | 58878/2010 | 0-15KG | 5G | N/A | SECTOR 10 | INSPEÇÃO DIMENSIONAL | DIMENSIONAL INSPECTION AREA | IN USE | 365 | 2022-11-30 | 2023-11-30 | 180.3954 | MEDIÇÃO | N/A
NCC000340 | DIGITAL SCALE | DIMENSIONAL | FILIZOLA | PLURIS 6/15 | 58879/2010 | 0-15KG | 5G | CALIBRAVEL\NCC000340.JPG | SECTOR 14 | SUPRIMENTOS | REFRIGERATOR SIDE SUPPLIES | OUT OF USE | 365 | 2021-08-16 | 2022-08-16 | -290.6046 |  | OUT OF SERVICE ROM | OUT OF SERVICE ROM
NCC000341 | DIGITAL SCALE | DIMENSIONAL | FILIZOLA | 6/15 PLURIS | 58880/2010 | 0-15KG | 5G | N/A | SECTOR 20 | ÁREA SUPRIMENTOS (ESTOQUE 7) | OUT OF SERVICE EQUIPMENT ROOM | OUT OF USE | 365 | 2011-11-04 | 2012-11-03 | -3863.6046 |  | EQUIPMENT TAGGED AS OUT OF SERVICE | WAITING FOR COMPANY DEMAND TO MAKE A CALIBRATION SERVICE QUOTATION
NCC000342 | MANOMETER | PRESSURE | ENERGY | M58 | 528021 | 0 TO 700KGF/CM² | 10 KGF/CM² | CALIBRAVEL\NCC000342.JPG | SECTOR 07 | PROJETO PW100 | PW100 PROJECT | IN USE | 365 | 2023-04-04 | 2024-04-03 | 305.3954 | MEDIÇÃO | N/A | N/A | ..\CERTIFICADOS DE PÓS CALIBRAÇÃO\2023\ABRIL\NCC000342 -MANÔMETRO ANALÓGICO.pdf
NCC000343 | DIGITAL PACHYMETER | DIMENSIONAL | MITITAYO | CD-8 "CX-B | 9907659 | 0 - 200MM | 0.01MM | CALIBRAVEL\NCC000343.JPG | SECTOR 38 | INSPEÇÃO DE REPAROS | REPAIR INSPECTION | OUT OF USE | 365 | 2022-06-15 | 2023-06-15 | 12.3954 | MEDIÇÃO | NOT FOUND IN INSPECTION | NOT FOUND IN INSPECTION
NCC000346 | COMPARATOR CLOCK | DIMENSIONAL | STARRETT | JTK | N/A | 0-0.5 " | 0.0005 " | CALIBRAVEL\NCC000346.JPG |  | #N/A | OUT OF SERVICE EQUIPMENT ROOM | OUT OF USE | 365 | 2022-04-19 | 2023-04-19 | -44.6046 | MEDIÇÃO | INSTRUMENTO SEM REPARO DESCARTADO NA SALA DE FORA DE SERVIÇO | INSTRUMENTO SEM REPARO DESCARTADO NA SALA DE FORA DE SERVIÇO | INSTRUMENTO SEM REPARO DESCARTADO NA SALA DE FORA DE SERVIÇO
NCC000347 | PRESSURE TRANSMITTER | PRESSURE | ZURICH | PSI-420 | S673 | 4-20MACC | 4-20MACC | CALIBRAVEL\NCC000347.JPG | SECTOR 20 | ÁREA SUPRIMENTOS (ESTOQUE 7) | OUT OF SERVICE EQUIPMENT ROOM | OUT OF USE | 365 | 2018-02-16 | 2019-02-16 | -1567.6046 |  | EQUIPMENT TAGGED AS OUT OF SERVICE | WAITING FOR COMPANY DEMAND TO MAKE A CALIBRATION SERVICE QUOTATION
NCC000348 | PRESSURE TRANSMITTER | PRESSURE | ZURICH | PSI-420 | S674 | 4 TO 20MACC | 5 TO 20MACC | CALIBRAVEL\NCC000348.JPG | SECTOR 20 | ÁREA SUPRIMENTOS (ESTOQUE 7) | OUT OF SERVICE EQUIPMENT ROOM | OUT OF USE | 365 |  | 1900-12-30 | -44714.6046 |  | EQUIPMENT TAGGED AS OUT OF SERVICE | WAITING FOR COMPANY DEMAND TO MAKE A CALIBRATION SERVICE QUOTATION
NCC000349 | MANOMETER | PRESSURE | REMAN | T20I | N/A | 0 TO 40KGF/CM²; 0 TO 600PSI | 1KGF/CM²; 10 | CALIBRAVEL\NCC000349 350.JPG | SECTOR 22 | SALA DE TESTE DE ARTIGOS AVULSOS MI-35 | NITROGEN CYLINDER | IN USE | 365 | 2022-08-16 | 2023-08-16 | 74.3954 |  | N/A
NCC000350 | MANOMETER | PRESSURE | REMAN | T20I | N/A | 0 TO 315KGF/CM²; 0 TO 4500PSI | 5KGF/CM²; 10 PSI | CALIBRAVEL\NCC000349 350.JPG | SECTOR 22 | SALA DE TESTE DE ARTIGOS AVULSOS MI-35 | NITROGEN CYLINDER | IN USE | 365 | 2022-08-16 | 2023-08-16 | 74.3954 |  | N/A
NCC000351 | PACHYMETER | DIMENSIONAL | MITITAYO | N/A | 8844042 | 0-150MM | 0.05MM | CALIBRAVEL\NCC000351.JPG | SECTOR 58 | ENGENHARIA | ENGINEERING | OUT OF USE | 365 |  | 1900-12-30 | -44714.6046 | MEDIÇÃO | EQUIPMENT TAGGED AS OUT OF SERVICE | WAITING FOR COMPANY DEMAND TO MAKE A CALIBRATION SERVICE QUOTATION
NCC000352 | MULTIMETER | ELECTRICITY | MINIPA | ET-2042D | ET204D012914 | 0.0 TO 200.0 MVCC | N/A | N/A | AT | #N/A | LOCATE | OUT OF USE | 365 | 2016-06-21 | 2017-06-21 | -2172.6046 |  | EQUIPMENT TAGGED AS OUT OF SERVICE | WAITING FOR COMPANY DEMAND TO MAKE A CALIBRATION SERVICE QUOTATION
NCC000353 | COMPARATOR CLOCK | DIMENSIONAL | CDI CHICAGO | CDI | 100324172 | 0-1 " | 0.001 " | CALIBRAVEL\NCC000353 1.JPG | SECTOR 26 | TESTE PNEUMÁTICO | SPECIAL TOOL PN IAS-2550161 | IN USE | 365 | 2023-03-03 | 2024-03-02 | 273.3954 | MEDIÇÃO | N/A | CALIBRATION PERFORMED
NCC000354 | COMPARATOR CLOCK | DIMENSIONAL | CDI CHICAGO | CDI | 100676484 | 0-2 " | 0.001 " |  | SECTOR 12 | SALA LIMPA | ACCESSORIES - CLEAN ROOM | OUT OF USE | 365 | 2021-12-03 | 2022-12-03 | -181.6046 | MEDIÇÃO | EQUIPMENT TAGGED AS OUT OF SERVICE | WAITING FOR COMPANY DEMAND TO MAKE A CALIBRATION SERVICE QUOTATION
NCC000355 | MANOMETER | PRESSURE | ASHCROFT | M58 | 259897 | 0-4500PSI; 0-315KGF/CM² | 0-4500PSI; 0-315KGF/CM131 | N/A | AT | #N/A | WELDING | OUT OF USE | 365 | 2017-03-24 | 2018-03-24 | -1896.6046 |  | EQUIPMENT TAGGED AS OUT OF SERVICE | WAITING FOR COMPANY DEMAND TO MAKE A CALIBRATION SERVICE QUOTATION
NCC000356 | MANOMETER | PRESSURE | ASHCROFT | M59 | 238885 | 0-1000PSI | 20 PSI | CALIBRAVEL\NCC000356 BAIXADO.JPG | SECTOR 20 | ÁREA SUPRIMENTOS (ESTOQUE 7) | OUT OF SERVICE EQUIPMENT ROOM | OUT OF USE | 365 | 2020-05-14 | 2021-05-14 | -749.6046 |  | EQUIPMENT TAGGED AS OUT OF SERVICE | WAITING FOR COMPANY DEMAND TO MAKE A CALIBRATION SERVICE QUOTATION
NCC000359 | BIMETALLIC THERMOMETER | TEMPERATURE | BIMETAL | N/A | 684/11681 | 0 -100 ° C | 2 ° C | CALIBRAVEL\NCC000359.JPG | SECTOR 22 | SALA DE TESTE DE ARTIGOS AVULSOS MI-35 | MI-35 SINGLE ARTICLES TEST ROOM | IN USE | 365 | 2022-06-15 | 2023-06-15 | 12.3954 | MEDIÇÃO | N/A
NCC000361 | ANGLE TRANSFEROR (GONIOMETRO) | DIMENSIONAL | WARREN KNIGHT | PT2555 | 13254 | N/A | N/A | N/A | SECTOR 20 | ÁREA SUPRIMENTOS (ESTOQUE 7) | OUT OF SERVICE EQUIPMENT ROOM | OUT OF USE | 365 |  |  | -45079.6046 |  | EQUIPMENT TAGGED AS OUT OF SERVICE | WAITING FOR COMPANY DEMAND TO MAKE A CALIBRATION SERVICE QUOTATION
NCC000364 | MANOMETER | PRESSURE | ASHCROFT | M58 | 175589 | 0-10 BAR; 0-140PSI | 01 BAR | CALIBRAVEL\NCC000364.JPG | SECTOR 20 | ÁREA SUPRIMENTOS (ESTOQUE 7) | OUT OF SERVICE EQUIPMENT ROOM | OUT OF USE | 365 | 2015-04-17 | 2016-04-16 | -2603.6046 |  | EQUIPMENT TAGGED AS OUT OF SERVICE | WAITING FOR COMPANY DEMAND TO MAKE A CALIBRATION SERVICE QUOTATION
NCC000367 | FREQUENCY INVERTER | TIME AND FREQUENCY | WEQ | CFW08 | 121254 | 0-500RPM | N/A | CALIBRAVEL\NCC000367.JPG | SECTOR 51 | EQUIPAMENTOS DE METALIZAÇÃO E PLASMA | METALLIZATION | OUT OF USE | 365 | 2019-03-21 | 2020-03-20 | -1169.6046 |  | EQUIPMENT TAGGED AS OUT OF SERVICE | WAITING FOR COMPANY DEMAND TO MAKE A CALIBRATION SERVICE QUOTATION
NCC000372 | DIGITAL THERMOHYGROMETRO | TEMPERATURE | INSTRUCTHERM | HT-600 | AY88569 | -30-50ºC; 20-99% | 0.1ºC; 1%UR | CALIBRAVEL\NCC000372.JPG | SECTOR 10 | INSPEÇÃO DIMENSIONAL | DIMENSIONAL INSPECTION AREA | IN USE | 365 | 2022-08-26 | 2023-08-26 | 84.3954 |  | CHANGE IDENTIFICATION MEASUREMENT
NCC000373 | DIGITAL THERMOHYGROMETRO | TEMPERATURE AND HUMIDITY | INSTRUCTHERM | HT-600 | AY88569 | -30-50ºC; 20-99% | 0.1ºC; 1%UR | CALIBRAVEL\NCC000373.JPG | SECTOR 20 | ÁREA SUPRIMENTOS (ESTOQUE 7) | PAINTING | OUT OF USE | 365 | 2021-08-19 | 2022-08-19 | -287.6046 | MEDIÇÃO | EQUIPMENT TAGGED AS OUT OF SERVICE | WAITING FOR COMPANY DEMAND TO MAKE A CALIBRATION SERVICE QUOTATION
NCC000374 | DIGITAL THERMOHYGROMETRO | TEMPERATURE AND HUMIDITY | INSTRUCTHERM | HT-600 | AY88569 | 30-50ºC; 20-99% | 0.1ºC; 1%UR | CALIBRAVEL\NCC000374.JPG | SECTOR 14 | SUPRIMENTOS | REFRIGERATOR | IN USE | 365 | 2022-11-30 | 2023-11-30 | 180.3954 | MEDIÇÃO
NCC000375 | DIGITAL THERMOHYGROMETRO | TEMPERATURE AND HUMIDITY | INSTRUCTHERM | HT-600 | AY88569 | 30-50ºC; 20-99% | 0.1ºC; 1%UR | CALIBRAVEL\NCC000375.JPG | SECTOR 16 | SALA ESCURA | DARK ROOM | IN USE | 365 | 2022-06-03 | 2023-06-03 | 0.39538 | MEDIÇÃO
NCC000376 | OHMIMETER | ELECTRICITY | S&E AND TEST AND MEASUREMENT INSTRUMENTS | 1800-1 | 17.267 | 20Ω-2MΩ | 20Ω-2MΩ | CALIBRAVEL\NCC000376.JPG | SECTOR 20 | ÁREA SUPRIMENTOS (ESTOQUE 7) | OUT OF SERVICE EQUIPMENT ROOM | OUT OF USE | 365 | 2013-10-09 | 2014-10-09 | -3158.6046 |  | EQUIPMENT TAGGED AS OUT OF SERVICE | WAITING FOR COMPANY DEMAND TO MAKE A CALIBRATION SERVICE QUOTATION
NCC000377 | MANOMETER | PRESSURE | BELAIR | N/A | N/A | 0-11 BAR; 0-160 PSI | 0.5 BAR; 5PSI | CALIBRAVEL\NCC000377.JPG | SECTOR 09 | PROJETO M250 & RR300 | WORKSHOP M250/ RR300 | IN USE | 365 | 2022-08-16 | 2023-08-16 | 74.3954 | MEDIÇÃO | IN THE SECTOR
NCC000379 | DIFFERENTIAL PRESSURE TRANSDUCER | PRESSURE | GE DRUCK | LP M1510-C1SNW-1 | 3487956 | 0-12.5 M BAR | 0-10 VCC |  | AT | #N/A | LOCATION: PW 127 TEST CELL. (PSN) | OUT OF USE | 365 | 2018-02-16 | 2019-02-16 | -1567.6046 |  | EQUIPMENT TAGGED AS OUT OF SERVICE | WAITING FOR COMPANY DEMAND TO MAKE A CALIBRATION SERVICE QUOTATION
NCC000380 | PACHYMETER | DIMENSIONAL | MITITAYO | N/A | 9854180 | 0-7 " | 0-7 " |  | AT | #N/A | ENGINEERING | OUT OF USE | 365 | 2015-03-19 | 2016-03-18 | -2632.6046 |  | EQUIPMENT TAGGED AS OUT OF SERVICE | WAITING FOR COMPANY DEMAND TO MAKE A CALIBRATION SERVICE QUOTATION
NCC000382 | VOLTAGE TRANSDUCER | ELECTRICITY | THERMA | VC20-1G | 71936/9 | 0-50M VCC | 0-10 VCC |  | AT | #N/A | T56 SHUNT 2A PANEL | OUT OF USE | 365 | 2018-02-09 | 2019-02-09 | -1574.6046 |  | EQUIPMENT TAGGED AS OUT OF SERVICE | WAITING FOR COMPANY DEMAND TO MAKE A CALIBRATION SERVICE QUOTATION
NCC000383 | VOLTAGE TRANSDUCER | ELECTRICITY | THERMA | VC20-1G | 71936/10 | 0-50M VCC | 0-10 VCC |  | SECTOR 20 | ÁREA SUPRIMENTOS (ESTOQUE 7) | T56 SHUNT 20A PANEL | OUT OF USE | 365 | 2018-02-09 | 2019-02-09 | -1574.6046 |  | EQUIPMENT TAGGED AS OUT OF SERVICE | WAITING FOR COMPANY DEMAND TO MAKE A CALIBRATION SERVICE QUOTATION
NCC000384 | SHUNT 5A (RESISTOR) | ELECTRICITY | ENGRO | 50MV/20A | N/A | 0-50 MVCC | 0-50 MVCC |  | SECTOR 20 | ÁREA SUPRIMENTOS (ESTOQUE 7) | LOCATION: PANEL T56 | OUT OF USE | 365 | 2018-02-08 | 2019-02-08 | -1575.6046 |  | EQUIPMENT TAGGED AS OUT OF SERVICE | WAITING FOR COMPANY DEMAND TO MAKE A CALIBRATION SERVICE QUOTATION
NCC000390 | TORQUEMETER | FORCE | TORN | N/A | 7144 | 0 TO 780 NM | 1 NM | CALIBRAVEL\NCC000390.JPG | SECTOR 12 | SALA LIMPA | CLEAN ROOM | IN USE | 365 | 2022-10-07 | 2023-10-07 | 126.3954
NCC000391 | DIGITAL MANOMETER | PRESSURE | ZURICH | Z-10-B-B.DIF | N/A | 0 TO 20 PSI | 0.001 | CALIBRAVEL\NCC000391.JPG | SECTOR 20 | ÁREA SUPRIMENTOS (ESTOQUE 7) | CLEAN ROOM | OUT OF USE | 365 | 2012-04-19 | 2013-04-19 | -3696.6046 |  | EQUIPMENT TAGGED AS OUT OF SERVICE | WAITING FOR COMPANY DEMAND TO MAKE A CALIBRATION SERVICE QUOTATION
NCC000394 | MANOMETER | PRESSURE | GENEROUS | 1/2 "NPT | 3715 010 | 0-10KGF/CM²/0-150PSI | 0.2 KGF/CM² |  | SECTOR 105 | SALA ELÉTRICA | FUEL LINE PRESSURE SYSTEM (AFTER REGULATORY VALVE) | OUT OF USE | 365 | 2018-02-08 | 2019-02-08 | -1575.6046 | MEDIÇÃO | EQUIPMENT TAGGED AS OUT OF SERVICE | WAITING FOR COMPANY DEMAND TO MAKE A CALIBRATION SERVICE QUOTATION
NCC000395 | MANOMETER | PRESSURE | WOLER | S551 | 6SA597 | 0.0 TO 7.0 BAR | 0.2 BAR | N/A | SECTOR 20 | ÁREA SUPRIMENTOS (ESTOQUE 7) | MOTOR OIL INPUT FILTER T 56 | OUT OF USE | 365 | 2017-03-02 | 2018-03-02 | -1918.6046 |  | EQUIPMENT TAGGED AS OUT OF SERVICE | WAITING FOR COMPANY DEMAND TO MAKE A CALIBRATION SERVICE QUOTATION
NCC000396 | MANOMETER | PRESSURE | NORGREN | S552 | 6SA598 | 0 - 300 PSI/0 - 20KGF/CM² | 0.5 KGF/CM² | CALIBRAVEL\NCC000396.JPG | SECTOR 20 | ÁREA SUPRIMENTOS (ESTOQUE 7) | METALLIZATION | IN USE | 365 | 2023-02-03 | 2024-02-03 | 245.3954 | MEDIÇÃO
NCC000397 | MANOMETER | PRESSURE | BELAIR | S553 | 6SA520 | 0 - 11 BAR/ 0 - 160 PSI | 0.5 BAR | N/A | SECTOR 20 | ÁREA SUPRIMENTOS (ESTOQUE 7) | LOCATE | OUT OF USE | 365 | 2017-03-22 | 2018-03-22 | -1898.6046 |  | EQUIPMENT TAGGED AS OUT OF SERVICE | WAITING FOR COMPANY DEMAND TO MAKE A CALIBRATION SERVICE QUOTATION
NCC000399 | MANOMETER | FORCE | RASAKI | S554 | 6SA897 | 0 TO 3400 LBF/IN² | N/A | CALIBRAVEL\NCC000399.JPG | SECTOR 46 | REPAROS MANUAIS | PW EQUIPMENT - WHEEL RIVET | IN USE | 365 | 2023-04-04 | 2024-04-03 | 305.3954 | MEDIÇÃO | N/A | N/A | ..\CERTIFICADOS DE PÓS CALIBRAÇÃO\2023\ABRIL\NCC000399 - MANÔMETRO DE PRENSA.pdf
NCC000401 | MANOMETER | PRESSURE | BELAIR | S555 | 6SA102 | 0 - 150PIS/ 0.0 - 11.0 KGF/ CM² | N/A | CALIBRAVEL\NCC000401.JPG |  | #N/A | CHEMICAL CLEANING | OUT OF USE | 365 | 2022-04-20 | 2023-04-20 | -43.6046 | MEDIÇÃO | NOT FOUND IN INSPECTION | NOT FOUND FOR MARCH 03 CALIBRATION
NCC000402 | FREQUENCY INVERTER | TIME AND FREQUENCY | WEQ | CFW08 | 13228 | 0-3600RPM | 0-3600RPM | CALIBRAVEL\NCC000402.JPG | SECTOR 29 | SALA DE MÁQUINAS | FCU BENCH | OUT OF USE | 365 | 2021-03-31 | 2022-03-31 | -428.6046 | MEDIÇÃO | EQUIPMENT TAGGED AS OUT OF SERVICE | WAITING FOR COMPANY DEMAND TO MAKE A CALIBRATION SERVICE QUOTATION
NCC000403 | FREQUENCY INVERTER | TIME AND FREQUENCY | WEQ | CFW08 | 14897 | 0.0-3600.0RPM | 0.0-3600.0RPM | CALIBRAVEL\NCC000403.JPG | SECTOR 25 | TESTE HIDRÁULICO | HYDRAULIC TEST (BENCH 5606) | IN USE | 365 | 2022-05-05 | 2023-05-05 | -28.6046 | MEDIÇÃO | BOTH HYDRAULIC TESTING AND MACHINE ROOM | SERÁ CALIBRADO EM NOVA DATA, AGUARDADO RETRONO DA MEDIÇÃO
NCC000404 | FREQUENCY INVERTER | TIME AND FREQUENCY | WEQ | CFW08 | 958621 | 0-1800RPM | 1800RPM | CALIBRAVEL\NCC000404.JPG | SECTOR 25 | TESTE HIDRÁULICO | HYDRAULIC TEST (BENCH 7808) AND MACHINE ROOM | IN USE | 365 | 2023-05-12 | 2024-05-11 | 343.3954 | MEDIÇÃO | NCC002128 ENGINE
NCC000405 | FREQUENCY INVERTER | TIME AND FREQUENCY | WEQ | CFW08 | 283301 | 0-1800RPM | 0-1800RPM | CALIBRAVEL\NCC000405.JPG | SECTOR 29 | SALA DE MÁQUINAS | ELECTRIC TEST BOARD | OUT OF USE | 365 |  |  | -45079.6046 |  | EQUIPMENT TAGGED AS OUT OF SERVICE | WAITING FOR COMPANY DEMAND TO MAKE A CALIBRATION SERVICE QUOTATION
NCC000406 | FREQUENCY INVERTER | TIME AND FREQUENCY | WEQ | CFW08 | N/A | 0.0-3600.0RPM | 0.0-3600.0RPM | N/A | SECTOR 20 | ÁREA SUPRIMENTOS (ESTOQUE 7) | DEACTIVATED (DRIVE FCU BENCH) | OUT OF USE | 365 |  |  | -45079.6046 |  | EQUIPMENT TAGGED AS OUT OF SERVICE | WAITING FOR COMPANY DEMAND TO MAKE A CALIBRATION SERVICE QUOTATION
NCC000407 | FREQUENCY INVERTER | TIME AND FREQUENCY | WEQ | CFW08 | 592144 | 0-3700RPM | 3700RPM | CALIBRAVEL\NCC000407.JPG | SECTOR 28 | TESTE DE COMBUSTÍVEL | FUEL TEST | IN USE | 365 | 2023-05-12 | 2024-05-11 | 343.3954 | MEDIÇÃO | FRONT DRIVER AND FREQUENCY INVERTER IN THE BACK
NCC000412 | MULTIMETER | ELECTRICITY | ICEL | MD-6130 | 99484889 | 0.0 TO 200.0 MVCC | 0.0 TO 200.0 MVCC | CALIBRAVEL\NCC000412.JPG | SECTOR 12 | SALA LIMPA | OUT OF SERVICE EQUIPMENT ROOM | OUT OF USE | 365 | 2021-11-18 | 2022-11-18 | -196.6046 | MEDIÇÃO | EQUIPMENT TAGGED AS OUT OF SERVICE | WAITING FOR COMPANY DEMAND TO MAKE A CALIBRATION SERVICE QUOTATION
NCC000413 | MANOMETER | PRESSURE | ZURICH | M58 | 11117 | 0-60 PSI / 0-4 KGF / CM² | 0-60 PSI / 0-4 KGF / CM | CALIBRAVEL\NCC000413.JPG | SECTOR 102 | BANCO DE PROVAS - T56 & PW100 | DYNAMOMETRO (EXTERNAL PART OF THE TEST BANK) | IN USE | 365 | 2022-07-21 | 2023-07-21 | 48.3954 | MEDIÇÃO | N/A
NCC000414 | MANOMETER | PRESSURE | PARKER | M58 | N/A | 0-150 LBF/IN²; 0-11 BAR | 0.5 BAR; 5LBF/IN² | CALIBRAVEL\NCC000414.JPG | SECTOR 20 | ÁREA SUPRIMENTOS (ESTOQUE 7) | OUT OF SERVICE EQUIPMENT ROOM | OUT OF USE | 365 | 2018-03-29 | 2019-03-29 | -1526.6046 |  | EQUIPMENT TAGGED AS OUT OF SERVICE | WAITING FOR COMPANY DEMAND TO MAKE A CALIBRATION SERVICE QUOTATION
NCC000415 | PT100 SENSOR - 3 WIRES | TEMPERATURE | ALUTAL | PT100 | LF5587 | -200 TO 400 ° C | -200 TO 400 ° C | N/A | SECTOR 20 | ÁREA SUPRIMENTOS (ESTOQUE 7) | FUEL TEMPERATURE | OUT OF USE | 365 | 2019-04-03 | 2020-04-02 | -1156.6046 |  | EQUIPMENT TAGGED AS OUT OF SERVICE | WAITING FOR COMPANY DEMAND TO MAKE A CALIBRATION SERVICE QUOTATION
NCC000417 | PT100 SENSOR - 3 WIRES | TEMPERATURE | ALUTAL | PT100 | LF5513 | 100 ° C TO 600 ° C | 100 ° C TO 600 ° C | N/A | SECTOR 20 | ÁREA SUPRIMENTOS (ESTOQUE 7) | BLEED 1 - T56 | OUT OF USE | 365 | 2018-02-20 | 2019-02-20 | -1563.6046 |  | EQUIPMENT TAGGED AS OUT OF SERVICE | WAITING FOR COMPANY DEMAND TO MAKE A CALIBRATION SERVICE QUOTATION
NCC000418 | PT100 SENSOR - 3 WIRES (THERMORESISTENCE) | TEMPERATURE | ALUTAL | PT100 | LF2145 | -100.0 º C TO 600.0 º C | -100.0 º C TO 600.0 º C | N/A | SECTOR 20 | ÁREA SUPRIMENTOS (ESTOQUE 7) | BLEED 02 - T56 | OUT OF USE | 365 | 2018-02-20 | 2019-02-20 | -1563.6046 |  | EQUIPMENT TAGGED AS OUT OF SERVICE | WAITING FOR COMPANY DEMAND TO MAKE A CALIBRATION SERVICE QUOTATION
NCC000419 | MANOMETER | PRESSURE | FISHER | PWC54367A | N/A | 0-60 PSI /0-4 BAR | 0-60 PSI /0-4 BAR |  | SECTOR 105 | SALA ELÉTRICA | SERVANT VALVE WORK PRESSURE | OUT OF USE | 365 | 2017-03-02 | 2018-03-02 | -1918.6046 |  | EQUIPMENT TAGGED AS OUT OF SERVICE | WAITING FOR COMPANY DEMAND TO MAKE A CALIBRATION SERVICE QUOTATION
NCC000420 | MANOMETER | PRESSURE | FISHER | PWC54367A | N/A | 0-60 PSI / 0-4 BAR | 0.2 BAR |  | SECTOR 105 | SALA ELÉTRICA | SERVANT VALVE LINE PRESSURE | OUT OF USE | 365 | 2017-03-02 | 2018-03-02 | -1918.6046 |  | EQUIPMENT TAGGED AS OUT OF SERVICE | WAITING FOR COMPANY DEMAND TO MAKE A CALIBRATION SERVICE QUOTATION
NCC000421 | TYPE T THERMOCOUPLE - 2 WIRES | TEMPERATURE | PW - SPECIAL TOOL | TYPE T | N/A | 200 ° C TO 400 ° C | 200 ° C TO 400 ° C | N/A | SECTOR 102 | BANCO DE PROVAS - T56 & PW100 | ENGINE AIR INLET TEMPERATURE PW 127. TT1.1 | IN USE | 365 | 2022-07-20 | 2023-07-20 | 47.3954 |  | TEMPERATURE MESH - CALIBRATION IN CONJUNCTION WITH THE EQUIPMENT: NCC000498
NCC000422 | TYPE T THERMOCOUPLE - 2 WIRES | TEMPERATURE | PW - SPECIAL TOOL | TYPE T | 4501260679 | 200 ° C TO 400 ° C | 200 ° C TO 400 ° C | N/A | SECTOR 102 | BANCO DE PROVAS - T56 & PW100 | ENGINE AIR INLET TEMPERATURE PW 127 TT1.2 | IN USE | 365 | 2022-07-20 | 2023-07-20 | 47.3954 |  | TEMPERATURE MESH - CALIBRATION IN CONJUNCTION WITH THE EQUIPMENT: NCC000499
NCC000423 | TYPE T THERMOCOUPLE - 2 WIRES | TEMPERATURE | PW - SPECIAL TOOL | TYPE T | 4501260680 | -200 TO 400 ° C | -200 TO 400 ° C | N/A | SECTOR 102 | BANCO DE PROVAS - T56 & PW100 | PW 127 TT1.3 ENGINE AIR INLET TEMPERATURE. | IN USE | 365 | 2022-07-20 | 2023-07-20 | 47.3954 |  | TEMPERATURE MESH - CALIBRATION IN CONJUNCTION WITH THE EQUIPMENT: NCC000500
NCC000426 | TYPE K THERMOCOUPLE - 2 WIRES | TEMPERATURE | PW - SPECIAL TOOL | TYPE K | 4501260681 | 0.0 TO 1200.0 ° C | 0.0 TO 1200.0 ° C | CALIBRAVEL\SENSORES BANCO DE PROVAS T56.jpg | SECTOR 102 | BANCO DE PROVAS - T56 & PW100 | LOCATION: TT8.3A | IN USE | 365 | 2023-05-24 | 2024-05-23 | 355.3954 |  | N/A |  | ..\CERTIFICADOS DE PÓS CALIBRAÇÃO\2023\MAIO\NCC000426 - TERMOPAR TIPO K.pdf
NCC000427 | TYPE K THERMOCOUPLE - 2 WIRES | TEMPERATURE | PW - SPECIAL TOOL | TYPE K | 4501260682 | 0.0 TO 1200.0 ° C | 0.0 TO 1200.0 ° C | CALIBRAVEL\SENSORES BANCO DE PROVAS T56.jpg | SECTOR 102 | BANCO DE PROVAS - T56 & PW100 | LOCAL; TT8.3D | IN USE | 365 | 2023-05-24 | 2024-05-23 | 355.3954 |  | N/A |  | ..\CERTIFICADOS DE PÓS CALIBRAÇÃO\2023\MAIO\NCC000427 - TERMOPAR TIPO K.pdf
NCC000428 | TYPE K THERMOCOUPLE - 2 WIRES | TEMPERATURE | PW - SPECIAL TOOL | TYPE K | 4501260683 | 0.0 TO 1200.0 ° C | 0.0 TO 1200.0 ° C | CALIBRAVEL\SENSORES BANCO DE PROVAS T56.jpg | SECTOR 102 | BANCO DE PROVAS - T56 & PW100 | LOCATION: TT8.3C | IN USE | 365 | 2023-05-24 | 2024-05-23 | 355.3954 |  | N/A |  | ..\CERTIFICADOS DE PÓS CALIBRAÇÃO\2023\MAIO\NCC000428 - TERMOPAR TIPO K.pdf
NCC000429 | TYPE K THERMOCOUPLE - 2 WIRES | TEMPERATURE | PW - SPECIAL TOOL | TYPE K | 4501260684 | 0.0 TO 1200.0 ° C | 0.0 TO 1200.0 ° C | CALIBRAVEL\SENSORES BANCO DE PROVAS T56.jpg | SECTOR 102 | BANCO DE PROVAS - T56 & PW100 | LOCATION: TT8.3B | IN USE | 365 | 2023-05-24 | 2024-05-23 | 355.3954 |  | N/A |  | ..\CERTIFICADOS DE PÓS CALIBRAÇÃO\2023\MAIO\NCC000429 - TERMOPAR TIPO K.pdf
NCC000434 | TYPE K THERMOCOUPLE - 2 WIRES | TEMPERATURE | PW - SPECIAL TOOL | TYPE K | 4501260685 | 0 - 1200 ° C | 0 - 1200 ° C | CALIBRAVEL\SENSORES BANCO DE PROVAS T56.jpg | SECTOR 102 | BANCO DE PROVAS - T56 & PW100 | TT8.4B | IN USE | 365 | 2023-05-24 | 2024-05-23 | 355.3954 |  | N/A |  | ..\CERTIFICADOS DE PÓS CALIBRAÇÃO\2023\MAIO\NCC000434 - TERMOPAR TIPO K.pdf
NCC000435 | TYPE K THERMOCOUPLE - 2 WIRES | TEMPERATURE | PW - SPECIAL TOOL | TYPE K | 4501260686 | 0 - 1200 ° C | 0 - 1200 ° C | CALIBRAVEL\SENSORES BANCO DE PROVAS T56.jpg | SECTOR 102 | BANCO DE PROVAS - T56 & PW100 | TT8.4D | IN USE | 365 | 2023-05-24 | 2024-05-23 | 355.3954 |  | N/A |  | ..\CERTIFICADOS DE PÓS CALIBRAÇÃO\2023\MAIO\NCC000435 - TERMOPAR TIPO K.pdf
NCC000436 | TYPE K THERMOCOUPLE - 2 WIRES | TEMPERATURE | PW - SPECIAL TOOL | TYPE K | 4501260687 | 0 - 1200 ° C | 0 - 1200 ° C | CALIBRAVEL\SENSORES BANCO DE PROVAS T56.jpg | SECTOR 102 | BANCO DE PROVAS - T56 & PW100 | TT8.4C | IN USE | 365 | 2023-05-24 | 2024-05-23 | 355.3954 |  | N/A |  | ..\CERTIFICADOS DE PÓS CALIBRAÇÃO\2023\MAIO\NCC000436 - TERMOPAR TIPO K.pdf
NCC000437 | TYPE K THERMOCOUPLE - 2 WIRES | TEMPERATURE | PW - SPECIAL TOOL | TYPE K | 4501260688 | 0 - 1200 ° C | 0 - 1200 ° C | CALIBRAVEL\SENSORES BANCO DE PROVAS T56.jpg | SECTOR 102 | BANCO DE PROVAS - T56 & PW100 | LOCATE | IN USE | 365 | 2023-05-24 | 2024-05-23 | 355.3954 |  | N/A |  | ..\CERTIFICADOS DE PÓS CALIBRAÇÃO\2023\MAIO\NCC000437 - TERMOPAR TIPO K.pdf
NCC000438 | TYPE K THERMOCOUPLE - 2 WIRES | TEMPERATURE | PW - SPECIAL TOOL | TYPE K | 4501260689 | 0 - 1200 ° C | 0 - 1200 | CALIBRAVEL\SENSORES BANCO DE PROVAS T56.jpg | SECTOR 102 | BANCO DE PROVAS - T56 & PW100 | TT8.2D | IN USE | 365 | 2022-07-27 | 2023-07-27 | 54.3954 |  | N/A
NCC000439 | TYPE K THERMOCOUPLE - 2 WIRES | TEMPERATURE | PW - SPECIAL TOOL | TYPE K | 4501260690 | 0 - 1200 ° C | 0 - 1200 | CALIBRAVEL\SENSORES BANCO DE PROVAS T56.jpg | SECTOR 102 | BANCO DE PROVAS - T56 & PW100 | TT8.2C | IN USE | 365 | 2022-07-27 | 2023-07-27 | 54.3954 |  | N/A
NCC000440 | TYPE K THERMOCOUPLE - 2 WIRES | TEMPERATURE | PW - SPECIAL TOOL | TYPE K | 4501260691 | 0 - 1200 ° C | 0 - 1200 | CALIBRAVEL\SENSORES BANCO DE PROVAS T56.jpg | SECTOR 102 | BANCO DE PROVAS - T56 & PW100 | TT8.2A | IN USE | 365 | 2022-07-27 | 2023-07-27 | 54.3954 |  | N/A
NCC000441 | TYPE K THERMOCOUPLE - 2 WIRES | TEMPERATURE | PW - SPECIAL TOOL | TYPE K | 4501260692 | 0 - 1200 ° C | 0 - 1200 | CALIBRAVEL\SENSORES BANCO DE PROVAS T56.jpg | SECTOR 102 | BANCO DE PROVAS - T56 & PW100 | TT8.2B | IN USE | 365 | 2022-07-27 | 2023-07-27 | 54.3954 |  | N/A
NCC000442 | TYPE K THERMOCOUPLE - 2 WIRES | TEMPERATURE | PW - SPECIAL TOOL | TYPE K | 4501260693 | 0 - 1200 ° C | 0 - 1200 | CALIBRAVEL\SENSORES BANCO DE PROVAS T56.jpg | SECTOR 102 | BANCO DE PROVAS - T56 & PW100 | TT8.4A | IN USE | 365 | 2023-05-24 | 2024-05-23 | 355.3954 |  | N/A |  | ..\CERTIFICADOS DE PÓS CALIBRAÇÃO\2023\MAIO\NCC000442 - TERMOPAR TIPO K.pdf
NCC000443 | TYPE K THERMOCOUPLE - 2 WIRES | TEMPERATURE | PW - SPECIAL TOOL | TYPE K | 4501260694 | 0 - 1200 ° C | 0 - 1200 | CALIBRAVEL\SENSORES BANCO DE PROVAS T56.jpg | SECTOR 102 | BANCO DE PROVAS - T56 & PW100 | TT8.4B | IN USE | 365 | 2023-05-24 | 2024-05-23 | 355.3954 |  | N/A |  | ..\CERTIFICADOS DE PÓS CALIBRAÇÃO\2023\MAIO\NCC000443 - TERMOPAR TIPO K.pdf
NCC000444 | TYPE K THERMOCOUPLE - 2 WIRES | TEMPERATURE | PW - SPECIAL TOOL | TYPE K | 4501260695 | 0 - 1200 ° C | 0 - 1200 | CALIBRAVEL\SENSORES BANCO DE PROVAS T56.jpg | SECTOR 102 | BANCO DE PROVAS - T56 & PW100 | TT8.4C | IN USE | 365 | 2023-05-24 | 2024-05-23 | 355.3954 |  | N/A |  | ..\CERTIFICADOS DE PÓS CALIBRAÇÃO\2023\MAIO\NCC000444 - TERMOPAR TIPO K.pdf
NCC000445 | TYPE K THERMOCOUPLE - 2 WIRES | TEMPERATURE | PW - SPECIAL TOOL | TYPE K | 4501260696 | 0 - 1200 ° C | 0 - 1200 | CALIBRAVEL\SENSORES BANCO DE PROVAS T56.jpg | SECTOR 102 | BANCO DE PROVAS - T56 & PW100 | TT8.4D | IN USE | 365 | 2023-05-24 | 2024-05-23 | 355.3954 |  | N/A |  | ..\CERTIFICADOS DE PÓS CALIBRAÇÃO\2023\MAIO\NCC000445 - TERMOPAR TIPO K.pdf
NCC000450 | TYPE T THERMOCOUPLE - 2 WIRES | TEMPERATURE | PW - SPECIAL TOOL | TYPE T | 4501260678 | 0.0 TO 320.0 ° C | 0.1 ° C | N/A | SECTOR 102 | BANCO DE PROVAS - T56 & PW100 | BLEED PW 127 TEMPERATURE - TB1 | IN USE | 365 | 2022-07-21 | 2023-07-21 | 48.3954 |  | TEMPERATURE MESH - CALIBRATION IN CONJUNCTION WITH THE EQUIPMENT: NCC000503
NCC000451 | TYPE T THERMOCOUPLE - 2 WIRES | TEMPERATURE | PW - SPECIAL TOOL | TYPE T | 4801254897 | 0 TO 800 ° C | 1 ° C | N/A | SECTOR 102 | BANCO DE PROVAS - T56 & PW100 | PW 127 OIL INPUT TEMPERATURE | IN USE | 365 | 2022-07-21 | 2023-07-21 | 48.3954 |  | TEMPERATURE MESH - CALIBRATION IN CONJUNCTION WITH THE EQUIPMENT: NCC000497
NCC000452 | MANOMETER | PRESSURE | FISHER | PWC54367A | 16791 | 0-30 PSI / 0-2 BAR | 0-30 PSI / 0-2 BAR |  | SECTOR 102 | BANCO DE PROVAS - T56 & PW100 | WATER INPUT REGULATING SERVANT 01 -LINE DISPRESSION. | OUT OF USE | 365 | 2017-03-02 | 2018-03-02 | -1918.6046 |  | EQUIPMENT TAGGED AS OUT OF SERVICE
NCC000453 | MANOMETER | PRESSURE | FISHER | PWC54367A | 548213 | 0-30 PSI / 0-2 BAR | 0-30 PSI / 0-2 BAR |  | SECTOR 102 | BANCO DE PROVAS - T56 & PW100 | WATER INPUT REGULATING VAULT | OUT OF USE | 365 | 2017-03-02 | 2018-03-02 | -1918.6046 |  | EQUIPMENT TAGGED AS OUT OF SERVICE
NCC000454 | MANOMETER | PRESSURE | FISHER | PWC54367A | 16758 | 0-30 PSI / 0-2 BAR | 0-30 PSI / 0-2 BAR |  | SECTOR 102 | BANCO DE PROVAS - T56 & PW100 | WATER ENTRY REGULATOR SERVICE 02 - LINE PRESSURE. | OUT OF USE | 365 | 2017-03-02 | 2018-03-02 | -1918.6046 |  | EQUIPMENT TAGGED AS OUT OF SERVICE
NCC000455 | MANOMETER | PRESSURE | FISHER | PWC54367A | 161322 | 0-30 PSI / 0-2 BAR | 0-30 PSI / 0-2 BAR |  | SECTOR 102 | BANCO DE PROVAS - T56 & PW100 | WATER INPUT REGULATOR SERVICE 02 - WORKING PRESSURE. | OUT OF USE | 365 | 2017-03-02 | 2018-03-02 | -1918.6046 |  | EQUIPMENT TAGGED AS OUT OF SERVICE
NCC000456 | MANOMETER | PRESSURE | FISHER | PWC54367A | 162254 | 0-30 PSI / 0-2 BAR | 0-30 PSI / 0-2 BAR | CALIBRAVEL\NCC000456.JPG | SECTOR 20 | ÁREA SUPRIMENTOS (ESTOQUE 7) | OUT OF SERVICE EQUIPMENT ROOM | OUT OF USE | 365 | 2017-03-24 | 2018-03-24 | -1896.6046 |  | EQUIPMENT TAGGED AS OUT OF SERVICE | WAITING FOR COMPANY DEMAND TO MAKE A CALIBRATION SERVICE QUOTATION
NCC000457 | MANOMETER | PRESSURE | FISHER | PWC54367A | 164589 | 0-30 PSI / 0-2 BAR | 0-30 PSI / 0-2 BAR |  | SECTOR 105 | SALA ELÉTRICA | FUEL VALVE LINE PRESSURE SERVICE VALUE. OIL TANK STRUCTURE | OUT OF USE | 365 | 2017-03-02 | 2018-03-02 | -1918.6046 |  | EQUIPMENT TAGGED AS OUT OF SERVICE | WAITING FOR COMPANY DEMAND TO MAKE A CALIBRATION SERVICE QUOTATION
NCC000458 | MANOMETER | PRESSURE | FESTY | PWC54367A | 164789 | 0-16 BAR / 0-230 PSI | 0-16 BAR / 0-230 PSI | N/A | SECTOR 20 | ÁREA SUPRIMENTOS (ESTOQUE 7) | T56 ENGINE PRESERVATION SYSTEM. | OUT OF USE | 365 | 2019-04-03 | 2020-04-02 | -1156.6046 |  | EQUIPMENT TAGGED AS OUT OF SERVICE | WAITING FOR COMPANY DEMAND TO MAKE A CALIBRATION SERVICE QUOTATION
NCC000460 | MANOMETER | PRESSURE | PARKER | PWC54367A | 162354 | 0-150 KG/CM²/LB/IN² | 0-150 KG/CM²/LB/IN |  | SECTOR 105 | SALA ELÉTRICA | SERVO -VALUULA WATER REGULATORY HEAT CHANGER - LINE PRESSURE. | OUT OF USE | 365 | 2017-03-02 | 2018-03-02 | -1918.6046 |  | EQUIPMENT TAGGED AS OUT OF SERVICE | WAITING FOR COMPANY DEMAND TO MAKE A CALIBRATION SERVICE QUOTATION
NCC000461 | MANOMETER | PRESSURE | PARKER | PWC54367A | 132548 | 0-140 PSI / 0-10 KGF / CM² | 0-140 PSI / 0-10 KGF / CM | N/A | SECTOR 20 | ÁREA SUPRIMENTOS (ESTOQUE 7) | SERVICE GUIDE GUIDE WATER REGULATORY HEAT CHANGER - WORKING PRESSURE. | OUT OF USE | 365 | 2017-03-02 | 2018-03-02 | -1918.6046 |  | EQUIPMENT TAGGED AS OUT OF SERVICE | WAITING FOR COMPANY DEMAND TO MAKE A CALIBRATION SERVICE QUOTATION
NCC000462 | MAGNITUDE | ELECTRICITY | THOLZ | ACV.181 | N/A | N/A | N/A | N/A | SECTOR 20 | ÁREA SUPRIMENTOS (ESTOQUE 7) | OUT OF SERVICE EQUIPMENT ROOM | OUT OF USE | 365 |  |  | -45079.6046 |  | EQUIPMENT TAGGED AS OUT OF SERVICE | WAITING FOR COMPANY DEMAND TO MAKE A CALIBRATION SERVICE QUOTATION
NCC000463 | MAGNITUDE | ELECTRICITY | THOLZ | ACV.181 | N/A | N/A | N/A | N/A | SECTOR 20 | ÁREA SUPRIMENTOS (ESTOQUE 7) | OUT OF SERVICE EQUIPMENT ROOM | OUT OF USE | 365 |  |  | -45079.6046 |  | EQUIPMENT TAGGED AS OUT OF SERVICE | WAITING FOR COMPANY DEMAND TO MAKE A CALIBRATION SERVICE QUOTATION
NCC000464 | FLOW INDICSECTOR 20OR TRANSDUCER | FLOW RSECTOR 20E | TECNOFLUID | TWV-300 | 31707 | N/A | N/A | CALIBRAVEL\NCC000464.JPG | SECTOR 20 | ÁREA SUPRIMENTOS (ESTOQUE 7) | OUT OF SERVICE EQUIPMENT ROOM | OUT OF USE | 365 | 2012-10-17 | 2013-10-17 | -3515.6046 | MEDIÇÃO | EQUIPMENT TAGGED AS OUT OF SERVICE | WAITING FOR COMPANY DEMAND TO MAKE A CALIBRATION SERVICE QUOTATION
NCC000465 | TEMPERATURE DIGITAL CONTROLLER | TEMPERATURE | NOVUS | N2000 | 7044023 | 0 ° C A400 ° C | 1 ° C | CALIBRAVEL\NCC000465.JPG | SECTOR 88 | BANCO DE PROVAS - M250 & RR300 | OIL TANK OF THE LUBRICATION SYSTEM. | IN USE | 365 | 2023-02-03 | 2024-02-03 | 245.3954 | MEDIÇÃO | EQUIPMENT TAGGED AS OUT OF SERVICE
NCC000466 | LOAD INDICATOR | WIGHT | LEADER | LD2051 | N/A | 0 TO 500 KG | N/A | CALIBRAVEL\NCC000466.JPG | SECTOR 105 | SALA ELÉTRICA | LUBRICATION PANEL | OUT OF USE | 365 | 2018-02-20 | 2019-02-20 | -1563.6046 |  | EQUIPMENT TAGGED AS OUT OF SERVICE | WAITING FOR COMPANY DEMAND TO MAKE A CALIBRATION SERVICE QUOTATION
NCC000467 | DIGITAL VOLTMETER | ELECTRICITY | SASSI | DGI 48X96 | 199903 | 0-30 V | 0-30 VCC | N/A | SECTOR 20 | ÁREA SUPRIMENTOS (ESTOQUE 7) | SOURCE BRASCOELMA | OUT OF USE | 365 | 2018-02-08 | 2019-02-08 | -1575.6046 |  | EQUIPMENT TAGGED AS OUT OF SERVICE | WAITING FOR COMPANY DEMAND TO MAKE A CALIBRATION SERVICE QUOTATION
NCC000469 | DIGITAL VOLTMETER (VOLTAGE METER) | ELECTRICITY | SASSI | DGI48X96 | 199901 | 0-250 VCA | 0-250 VCA | N/A | SECTOR 20 | ÁREA SUPRIMENTOS (ESTOQUE 7) | SOURCE 30VCC 900 A - BRASCOELMA | OUT OF USE | 365 | 2018-02-08 | 2019-02-08 | -1575.6046 |  | EQUIPMENT TAGGED AS OUT OF SERVICE | WAITING FOR COMPANY DEMAND TO MAKE A CALIBRATION SERVICE QUOTATION
NCC000470 | CURRENT TRANSDUCER | ELECTRICITY | SECON | DCNS320 | 320 | 0-10 A | 0-10 VCC | N/A | SECTOR 20 | ÁREA SUPRIMENTOS (ESTOQUE 7) | PW 127 ENGINE PANEL | OUT OF USE | 365 | 2018-02-09 | 2019-02-09 | -1574.6046 |  | EQUIPMENT TAGGED AS OUT OF SERVICE | WAITING FOR COMPANY DEMAND TO MAKE A CALIBRATION SERVICE QUOTATION
NCC000471 | VOLTAGE TRANSDUCER | ELECTRICITY | SECON | DCNS043 | 43 | 0-50 VCC | 0-10 VCC | N/A | SECTOR 20 | ÁREA SUPRIMENTOS (ESTOQUE 7) | PW 127 ENGINE PANEL | OUT OF USE | 365 | 2018-02-09 | 2019-02-09 | -1574.6046 |  | EQUIPMENT TAGGED AS OUT OF SERVICE | WAITING FOR COMPANY DEMAND TO MAKE A CALIBRATION SERVICE QUOTATION
NCC000472 | VOLTAGE TRANSDUCER | ELECTRICITY | THERMA | VC20-1G | 79401/11 | 0-30 VCC | 0-10 VCC | N/A | SECTOR 20 | ÁREA SUPRIMENTOS (ESTOQUE 7) | PW 127 ENGINE PANEL -STARTER PW127 | OUT OF USE | 365 | 2018-02-08 | 2019-02-08 | -1575.6046 |  | EQUIPMENT TAGGED AS OUT OF SERVICE | WAITING FOR COMPANY DEMAND TO MAKE A CALIBRATION SERVICE QUOTATION
NCC000473 | CURRENT TRANSDUCER | ELECTRICITY | THERMA | VC 20-1G | N/A | 0-60M VCC | 0-10 VCC | N/A | SECTOR 20 | ÁREA SUPRIMENTOS (ESTOQUE 7) | PW 127 ENGINE PANEL | OUT OF USE | 365 | 2017-03-30 | 2018-03-30 | -1890.6046 |  | EQUIPMENT TAGGED AS OUT OF SERVICE | WAITING FOR COMPANY DEMAND TO MAKE A CALIBRATION SERVICE QUOTATION
NCC000474 | CURRENT TRANSDUCER | ELECTRICITY | SECON | A.D | DCNC304 | 0-50 A | 0-10 VCC | N/A | SECTOR 20 | ÁREA SUPRIMENTOS (ESTOQUE 7) | LOCATION: QDCE PANEL _ GENERAL FRAME | OUT OF USE | 365 | 2018-02-09 | 2019-02-09 | -1574.6046 |  | EQUIPMENT TAGGED AS OUT OF SERVICE | WAITING FOR COMPANY DEMAND TO MAKE A CALIBRATION SERVICE QUOTATION
NCC000475 | MANOMETER | PRESSURE | WIKA | PN: PWC54367A | N/A | 0-200 PSI | N/A | N/A | SECTOR 105 | SALA ELÉTRICA | PW 127G SPECIAL TOOL - | IN USE | 365 | 2022-08-16 | 2023-08-16 | 74.3954 | MEDIÇÃO | ST PW127/PW118 CABINET
NCC000476 | DIGITAL FREQUENCIMETER | TIME AND FREQUENCY | S&E AND TEST AND MEASUREMENT INSTRUMENTS | MDF-40E | 20788 | 0-21 KHZ | 0-10 VCC | CALIBRAVEL\NCC000476.JPG | SECTOR 103 | SALA DE CONTROLE - T56 & PW100 | PW 127 CONTROL CABIN | OUT OF USE | 365 | 2019-07-13 | 2020-07-12 | -1055.6046 |  | EQUIPMENT TAGGED AS OUT OF SERVICE | WAITING FOR COMPANY DEMAND TO MAKE A CALIBRATION SERVICE QUOTATION
NCC000477 | DIGITAL FREQUENCIMETER | TIME AND FREQUENCY | S&E AND TEST AND MEASUREMENT INSTRUMENTS | MDF-40E | 20787 | 0-10 KHZ | 0-10 VCC | CALIBRAVEL\NCC000477.JPG | SECTOR 103 | SALA DE CONTROLE - T56 & PW100 | PW 127 CONTROL CABIN | OUT OF USE | 365 | 2019-07-13 | 2020-07-12 | -1055.6046 |  | EQUIPMENT TAGGED AS OUT OF SERVICE | WAITING FOR COMPANY DEMAND TO MAKE A CALIBRATION SERVICE QUOTATION
NCC000478 | DIGITAL FREQUENCIMETER | TIME AND FREQUENCY | S&E AND TEST AND MEASUREMENT INSTRUMENTS | MDF-40E | 20786 | 0-3 KHZ | 0-10 VCC | CALIBRAVEL\NCC000478.JPG | SECTOR 20 | ÁREA SUPRIMENTOS (ESTOQUE 7) |  | OUT OF USE | 365 | 2016-08-11 | 2017-08-11 | -2121.6046 | MEDIÇÃO | EQUIPMENT TAGGED AS OUT OF SERVICE | WAITING FOR COMPANY DEMAND TO MAKE A CALIBRATION SERVICE QUOTATION
NCC000479 | TACHOMETER | TIME AND FREQUENCY | VEEDER-ROOT | BA3072-0360 | 9983W | 0-900 RPM | 0-300 PULSES BY REVOLUTION | N/A | SECTOR 20 | ÁREA SUPRIMENTOS (ESTOQUE 7) | DYNAMOMETRO AXIS SPEED SENSOR MODEL: | OUT OF USE | 365 | 2018-02-20 | 2019-02-20 | -1563.6046 | MEDIÇÃO | EQUIPMENT TAGGED AS OUT OF SERVICE | WAITING FOR COMPANY DEMAND TO MAKE A CALIBRATION SERVICE QUOTATION
NCC000480 | TRANSDUCER I/V | ELECTRICITY | CONEXEL | DK6 I/V | ZQ2021 | 4-20 MA | 0-10 VCC | N/A | SECTOR 20 | ÁREA SUPRIMENTOS (ESTOQUE 7) | FUEL PANEL - INDICATION: FUEL FLOW | OUT OF USE | 365 | 2017-03-30 | 2018-03-30 | -1890.6046 | MEDIÇÃO | EQUIPMENT TAGGED AS OUT OF SERVICE | WAITING FOR COMPANY DEMAND TO MAKE A CALIBRATION SERVICE QUOTATION
NCC000481 | TRANSDUCER I/V | ELECTRICITY | CONEXEL | DK6 I/V | ZQ2020 | 4-20 MA | 0-10VCC | N/A | SECTOR 20 | ÁREA SUPRIMENTOS (ESTOQUE 7) | LOCATE | OUT OF USE | 365 | 2017-03-30 | 2018-03-30 | -1890.6046 | MEDIÇÃO | EQUIPMENT TAGGED AS OUT OF SERVICE | WAITING FOR COMPANY DEMAND TO MAKE A CALIBRATION SERVICE QUOTATION
NCC000482 | TRANSDUCER I/V | ELECTRICITY | CONEXEL | EMA I-U | ZQ2023 | 0-10 V | 4-20 MA | N/A | SECTOR 20 | ÁREA SUPRIMENTOS (ESTOQUE 7) | DYNAMOMETRO PANEL | OUT OF USE | 365 | 2018-02-09 | 2019-02-09 | -1574.6046 | MEDIÇÃO | EQUIPMENT TAGGED AS OUT OF SERVICE | WAITING FOR COMPANY DEMAND TO MAKE A CALIBRATION SERVICE QUOTATION
NCC000483 | TRANSDUCER I/V | ELECTRICITY | CONEXEL | EMA I-U | ZQ2027 | 0-10 V | 4-20 MA | N/A | SECTOR 20 | ÁREA SUPRIMENTOS (ESTOQUE 7) | DYNAMOMETRO PANEL | OUT OF USE | 365 | 2017-03-30 | 2018-03-30 | -1890.6046 | MEDIÇÃO | EQUIPMENT TAGGED AS OUT OF SERVICE | WAITING FOR COMPANY DEMAND TO MAKE A CALIBRATION SERVICE QUOTATION
NCC000484 | VOLTAGE TRANSDUCER | ELECTRICITY | SECON | DCNS039 | 39 | 0-50 VCC | 0-10 VCC | N/A | SECTOR 20 | ÁREA SUPRIMENTOS (ESTOQUE 7) | QDCE PANEL - STABILIZED CURRENT DISRUPTION FRAME | OUT OF USE | 365 | 2018-02-09 | 2019-02-09 | -1574.6046 | MEDIÇÃO | EQUIPMENT TAGGED AS OUT OF SERVICE | WAITING FOR COMPANY DEMAND TO MAKE A CALIBRATION SERVICE QUOTATION
NCC000485 | K -TYPE THERMOCOUPLE CONNECTOR | TEMPERATURE | PW - SPECIAL TOOL | TYPE K | 4578956 | 500.0 ºF TO 1600.0 ºF | 5° C | CALIBRAVEL\SENSORES BANCO DE PROVAS T56.jpg | SECTOR 102 | BANCO DE PROVAS - T56 & PW100 | TT8.1 | IN USE | 365 | 2022-07-20 | 2023-07-20 | 47.3954 | MEDIÇÃO | (TEMPERATURE MESH)
NCC000486 | K -TYPE THERMOCOUPLE CONNECTOR | TEMPERATURE | PW - SPECIAL TOOL | TYPE K | 4578552 | 260.00 TO 954.40 ° C | 1 ° C | CALIBRAVEL\SENSORES BANCO DE PROVAS T56.jpg | SECTOR 102 | BANCO DE PROVAS - T56 & PW100 | TT8.2 | IN USE | 365 | 2022-07-20 | 2023-07-20 | 47.3954 | MEDIÇÃO | (TEMPERATURE MESH)
NCC000487 | K -TYPE THERMOCOUPLE CONNECTOR | TEMPERATURE | PW - SPECIAL TOOL | TYPE K | 45213654 | 260 TO 954.40 ° C | 0.01 ° C | CALIBRAVEL\SENSORES BANCO DE PROVAS T56.jpg | SECTOR 102 | BANCO DE PROVAS - T56 & PW100 | TT8.3 | IN USE | 365 | 2022-07-20 | 2023-07-20 | 47.3954 | MEDIÇÃO | N/A
NCC000488 | K -TYPE THERMOCOUPLE CONNECTOR | TEMPERATURE | PW - SPECIAL TOOL | TYPE K | 45121287 | 260 TO 954 ° C | 0.01 ° C | CALIBRAVEL\SENSORES BANCO DE PROVAS T56.jpg | SECTOR 102 | BANCO DE PROVAS - T56 & PW100 | TT8.4 | IN USE | 365 | 2022-07-20 | 2023-07-20 | 47.3954 | MEDIÇÃO | N/A
NCC000489 | K -TYPE THERMOCOUPLE CONNECTOR | TEMPERATURE | PW - SPECIAL TOOL | TYPE K | 45322145 | 260 TO 954 ° C | 0.01 ° C | CALIBRAVEL\SENSORES BANCO DE PROVAS T56.jpg | SECTOR 102 | BANCO DE PROVAS - T56 & PW100 | TT8.5 | IN USE | 365 | 2022-07-20 | 2023-07-20 | 47.3954 | MEDIÇÃO | N/A
NCC000490 | K -TYPE THERMOCOUPLE CONNECTOR | TEMPERATURE | PW - SPECIAL TOOL | TYPE K | 45781245 | 260.00 TO 954.40 ° C | 1 ° C | CALIBRAVEL\SENSORES BANCO DE PROVAS T56.jpg | SECTOR 102 | BANCO DE PROVAS - T56 & PW100 | TT8.6 | IN USE | 365 | 2022-07-20 | 2023-07-20 | 47.3954 | MEDIÇÃO | TEMPERATURE MESH
NCC000491 | SPEED ​​SENSOR - TACOMETRO | TIME AND FREQUENCY | T56 SPECIAL TOOL | T26 | 9983W | 0 - 1200 RPM | 1200RPM |  | SECTOR 20 | ÁREA SUPRIMENTOS (ESTOQUE 7) | T56 ENGINE | OUT OF USE | 365 | 2018-02-20 | 2019-02-20 | -1563.6046 | MEDIÇÃO | EQUIPMENT TAGGED AS OUT OF SERVICE | WAITING FOR COMPANY DEMAND TO MAKE A CALIBRATION SERVICE QUOTATION
NCC000492 | CURRENT TRANSDUCER CA/CC | ELECTRICITY | BITEC | R1000 | PTH1.0 | 0-50 VAC | 0-10VCC |  | SECTOR 20 | ÁREA SUPRIMENTOS (ESTOQUE 7) | DYNAMOMETER PANEL | OUT OF USE | 365 |  |  | -45079.6046 |  | EQUIPMENT TAGGED AS OUT OF SERVICE | WAITING FOR COMPANY DEMAND TO MAKE A CALIBRATION SERVICE QUOTATION
NCC000493 | TYPE J THERMOCOUPLE - 2 WIRES | TEMPERATURE | NAKA | TYPE J | TPHA998 | 0 TO 800 ° C | 1 TO 800 ° C |  | SECTOR 105 | SALA ELÉTRICA | OIL RESERVOIR TEST SEAT. | OUT OF USE | 365 | 2018-02-16 | 2019-02-16 | -1567.6046 | MEDIÇÃO | EQUIPMENT TAGGED AS OUT OF SERVICE | WAITING FOR COMPANY DEMAND TO MAKE A CALIBRATION SERVICE QUOTATION
NCC000494/NCC000601 | K -TYPE THERMOCOUPLE CONNECTOR | TEMPERATURE | PW - SPECIAL TOOL | TYPE K | 441228 | 200-950 º F | 200-950 º F |  | SECTOR 102 | BANCO DE PROVAS - T56 & PW100 | TT3 PW127 (MESH) | IN USE | 365 | 2022-07-21 | 2023-07-21 | 48.3954 | MEDIÇÃO | TEMPERATURE MESH - CALIBRATION IN CONJUNCTION WITH THE EQUIPMENT: NCC000601
NCC000495 | K -TYPE THERMOCOUPLE CONNECTOR | TEMPERATURE | PW - SPECIAL TOOL | TYPE K | 441152 | -20.00 TO 1000.00 ° C | 1 ° C |  | SECTOR 20 | ÁREA SUPRIMENTOS (ESTOQUE 7) | TT6 PW127 (MESH) | OUT OF USE | 365 | 2019-04-02 | 2020-04-01 | -1157.6046 | MEDIÇÃO | EQUIPMENT TAGGED AS OUT OF SERVICE | WAITING FOR COMPANY DEMAND TO MAKE A CALIBRATION SERVICE QUOTATION
NCC000496 | K -TYPE THERMOCOUPLE CONNECTOR | TEMPERATURE | PW - SPECIAL TOOL | TYPE K | 441208 | 0 TO 1100 ° C | 1100 ° C |  | SECTOR 26 | TESTE PNEUMÁTICO | PNEUMATIC TEST | OUT OF USE | 365 | 2015-03-17 | 2016-03-16 | -2634.6046 | MEDIÇÃO | EQUIPMENT TAGGED AS OUT OF SERVICE | WAITING FOR COMPANY DEMAND TO MAKE A CALIBRATION SERVICE QUOTATION
NCC000497/NCC000451 | TYPE T THERMOCOUPLE CONNECTOR | TEMPERATURE | PW - SPECIAL TOOL | TYPE T | 72985 | 0 TO 200 ° C | 200 ° C |  | SECTOR 102 | BANCO DE PROVAS - T56 & PW100 | OIL TEMPERATURE PW 127 (MESH) | IN USE | 365 | 2022-07-21 | 2023-07-21 | 48.3954 | MEDIÇÃO | TEMPERATURE MESH - CALIBRATION IN CONJUNCTION WITH THE EQUIPMENT: NCC000451
NCC000498 | TYPE T THERMOCOUPLE CONNECTOR | TEMPERATURE | PW - SPECIAL TOOL | TYPE T | 74258 | 45.0 º F TO 90.0 F | 45.0 º F TO 90.0 F |  | SECTOR 20 | ÁREA SUPRIMENTOS (ESTOQUE 7) | TT1.1 PW 127 (MESH) | OUT OF USE | 365 | 2018-02-15 | 2019-02-15 | -1568.6046 | MEDIÇÃO | EQUIPMENT TAGGED AS OUT OF SERVICE | WAITING FOR COMPANY DEMAND TO MAKE A CALIBRATION SERVICE QUOTATION
NCC000499 | TYPE T THERMOCOUPLE CONNECTOR | TEMPERATURE | PW - SPECIAL TOOL | TYPE T | 74222 | 45.0 º F TO 90.0 F | 45.0 º F TO 90.0 F |  | SECTOR 20 | ÁREA SUPRIMENTOS (ESTOQUE 7) | TT1.2 PW 127 (TEMPERATURE MESH) | OUT OF USE | 365 | 2018-02-15 | 2019-02-15 | -1568.6046 | MEDIÇÃO | EQUIPMENT TAGGED AS OUT OF SERVICE | WAITING FOR COMPANY DEMAND TO MAKE A CALIBRATION SERVICE QUOTATION
NCC000500 | TYPE T THERMOCOUPLE CONNECTOR | TEMPERATURE | PW - SPECIAL TOOL | TYPE T | 748123 | 45.0 º F TO 90.0 F | 45.0 º F TO 90.0 F |  | SECTOR 20 | ÁREA SUPRIMENTOS (ESTOQUE 7) | TT1.3 PW 127 (TEMPERATURE MESH) | OUT OF USE | 365 | 2018-02-15 | 2019-02-15 | -1568.6046 | MEDIÇÃO | EQUIPMENT TAGGED AS OUT OF SERVICE | WAITING FOR COMPANY DEMAND TO MAKE A CALIBRATION SERVICE QUOTATION
NCC000501 | TYPE T THERMOCOUPLE CONNECTOR | TEMPERATURE | PW - SPECIAL TOOL | TYPE T | 749853 | 45.0 º F TO 90.0 F | 45.0 º F TO 90.0 F |  | SECTOR 20 | ÁREA SUPRIMENTOS (ESTOQUE 7) | TT1.4 PW 127 (MESH) | OUT OF USE | 365 | 2018-02-15 | 2019-02-15 | -1568.6046 | MEDIÇÃO | EQUIPMENT TAGGED AS OUT OF SERVICE | WAITING FOR COMPANY DEMAND TO MAKE A CALIBRATION SERVICE QUOTATION
NCC000502 | TYPE T THERMOCOUPLE CONNECTOR | TEMPERATURE | PW - SPECIAL TOOL | TYPE T | 783256 | 45.0 ºF TO 90.0 ºF | 45.0 º F TO 90.0 F |  | SECTOR 20 | ÁREA SUPRIMENTOS (ESTOQUE 7) | TT1.5 PW 127 (TEMPERATURE MESH) | OUT OF USE | 365 | 2018-02-15 | 2019-02-15 | -1568.6046 | MEDIÇÃO | EQUIPMENT TAGGED AS OUT OF SERVICE | WAITING FOR COMPANY DEMAND TO MAKE A CALIBRATION SERVICE QUOTATION
NCC000503 | TYPE T THERMOCOUPLE CONNECTOR | TEMPERATURE | PW - SPECIAL TOOL | TYPE T | 785456 | 0 - 10 ° C | 1 - 10 ° C |  | SECTOR 20 | ÁREA SUPRIMENTOS (ESTOQUE 7) | TB1 (TEMPERATURE MESH) | OUT OF USE | 365 | 2019-04-02 | 2020-04-01 | -1157.6046 | MEDIÇÃO | EQUIPMENT TAGGED AS OUT OF SERVICE | WAITING FOR COMPANY DEMAND TO MAKE A CALIBRATION SERVICE QUOTATION
NCC000504 | THERMOCOUPLE PT100 CONNECTOR | TEMPERATURE | PW - SPECIAL TOOL | PT100 | HCH15158 | N/A | N/A |  | SECTOR 20 | ÁREA SUPRIMENTOS (ESTOQUE 7) | MOIT T56 (KNIT) | OUT OF USE | 365 | 2018-02-16 | 2019-02-16 | -1567.6046 | MEDIÇÃO | EQUIPMENT TAGGED AS OUT OF SERVICE | WAITING FOR COMPANY DEMAND TO MAKE A CALIBRATION SERVICE QUOTATION
NCC000505 | J TYPE THERMOCOUPLE CONNECTOR | TEMPERATURE | NAKA | TYPE J | A12553 | 10.0 TO 160.0 ° C | 10.0 TO 160.0 ° C |  | SECTOR 20 | ÁREA SUPRIMENTOS (ESTOQUE 7) | OIL RETURN OF THE COMPRESSOR -T56 (MESH) | OUT OF USE | 365 | 2018-02-16 | 2019-02-16 | -1567.6046 | MEDIÇÃO | EQUIPMENT TAGGED AS OUT OF SERVICE | WAITING FOR COMPANY DEMAND TO MAKE A CALIBRATION SERVICE QUOTATION
NCC000506 | J TYPE THERMOCOUPLE CONNECTOR | TEMPERATURE | NAKA | TYPE J | A12558 | 0 - 10 VCC | 1 - 10 VCC |  | SECTOR 20 | ÁREA SUPRIMENTOS (ESTOQUE 7) | TEMPERATURE WATER INLET OF THE DYNAMOMETER (MESH). | OUT OF USE | 365 | 2018-02-09 | 2019-02-09 | -1574.6046 | MEDIÇÃO | EQUIPMENT TAGGED AS OUT OF SERVICE | WAITING FOR COMPANY DEMAND TO MAKE A CALIBRATION SERVICE QUOTATION
NCC000507 | J TYPE THERMOCOUPLE CONNECTOR | TEMPERATURE | NAKA | TYPE J | 50152 | 0.000 TO 10,000 VCC | 0.000 TO 10,000 VCC |  | SECTOR 20 | ÁREA SUPRIMENTOS (ESTOQUE 7) | TEMPERATURE WATER OUTLET FROM THE DYNAMOMETER (MESH) | OUT OF USE | 365 | 2018-02-09 | 2019-02-09 | -1574.6046 | MEDIÇÃO | EQUIPMENT TAGGED AS OUT OF SERVICE | WAITING FOR COMPANY DEMAND TO MAKE A CALIBRATION SERVICE QUOTATION
NCC000508 | TEMPERATURE MESH - TYPE J THERMOPAR CONNECTOR | TEMPERATURE | NAKA | CN TYPE J | 50102 | 4.0 TO 20.0 MACC | 4.0 TO 20.0 MACC |  | SECTOR 20 | ÁREA SUPRIMENTOS (ESTOQUE 7) | OIL TANK TEMPERATURE | OUT OF USE | 365 | 2018-02-16 | 2019-02-16 | -1567.6046 | MEDIÇÃO | EQUIPMENT TAGGED AS OUT OF SERVICE | WAITING FOR COMPANY DEMAND TO MAKE A CALIBRATION SERVICE QUOTATION
NCC000509 | J TYPE THERMOCOUPLE CONNECTOR | TEMPERATURE | ALUTAL | CN TYPE J | 50111 | 400 TO 1100 ° C | 0.1 ° C |  | SECTOR 105 | SALA ELÉTRICA | RGB - GEAR BOX OIL RETURN - T56 (MESH) OIL TANK STRUCTURE | OUT OF USE | 365 | 2018-02-16 | 2019-02-16 | -1567.6046 | MEDIÇÃO | EQUIPMENT TAGGED AS OUT OF SERVICE | WAITING FOR COMPANY DEMAND TO MAKE A CALIBRATION SERVICE QUOTATION
NCC000510 | PT100 CONNECTOR - 3PHI | TEMPERATURE | OUS | PT100.3 | 25895 | 0.000 TO 10,000 VCC | 0.000 TO 10,000 VCC |  | SECTOR 20 | ÁREA SUPRIMENTOS (ESTOQUE 7) | FUEL TEMPERATURE (MESH) | OUT OF USE | 365 | 2019-04-03 | 2020-04-02 | -1156.6046 | MEDIÇÃO | EQUIPMENT TAGGED AS OUT OF SERVICE | WAITING FOR COMPANY DEMAND TO MAKE A CALIBRATION SERVICE QUOTATION
NCC000511 | TEMPERATURE MESH - PT100 CONNECTOR - 3PHI | TEMPERATURE | OUS | PT100.3 | 25800 | 45.0 º F TO 90.0 F | 45.0 º F TO 90.0 F |  | SECTOR 20 | ÁREA SUPRIMENTOS (ESTOQUE 7) | CIT 01 - T56 (KNIT) | OUT OF USE | 365 | 2018-02-19 | 2019-02-19 | -1564.6046 | MEDIÇÃO | EQUIPMENT TAGGED AS OUT OF SERVICE | WAITING FOR COMPANY DEMAND TO MAKE A CALIBRATION SERVICE QUOTATION
NCC000512 | TEMPERATURE MESH - PT100 CONNECTOR - 3PHI | TEMPERATURE | OUS | PT100.3 | 25647 | 45.0 º F TO 90.0 F | 45.0 º F TO 90.0 F |  | SECTOR 20 | ÁREA SUPRIMENTOS (ESTOQUE 7) | CIT 02 - T56 | OUT OF USE | 365 | 2018-02-19 | 2019-02-19 | -1564.6046 | MEDIÇÃO | EQUIPMENT TAGGED AS OUT OF SERVICE | WAITING FOR COMPANY DEMAND TO MAKE A CALIBRATION SERVICE QUOTATION
NCC000513 | PT100 CONNECTOR - 3PHI | TEMPERATURE | OUS | PT100.3 | 25120 | 45.0 º F TO 90.0 F | 45.0 º F TO 90.0 F |  | SECTOR 20 | ÁREA SUPRIMENTOS (ESTOQUE 7) | LOCATION: CIT 03 - T56 (TEMPERATURE MESH) | OUT OF USE | 365 | 2018-02-19 | 2019-02-19 | -1564.6046 | MEDIÇÃO | EQUIPMENT TAGGED AS OUT OF SERVICE | WAITING FOR COMPANY DEMAND TO MAKE A CALIBRATION SERVICE QUOTATION
NCC000514 | PT100 CONNECTOR - 3PHI | TEMPERATURE | OUS | PT100.3 | 25174 | 0.000 TO 10,000 VCC | 0.000 TO 10,000 VCC |  | SECTOR 20 | ÁREA SUPRIMENTOS (ESTOQUE 7) | BLEED 01 T56 (KNIT) | OUT OF USE | 365 | 2018-02-20 | 2019-02-20 | -1563.6046 | MEDIÇÃO | EQUIPMENT TAGGED AS OUT OF SERVICE | WAITING FOR COMPANY DEMAND TO MAKE A CALIBRATION SERVICE QUOTATION
NCC000515 | TEMPERATURE MESH - PT100 CONNECTOR - 3PHI | TEMPERATURE | OUS | PT100.3 | 256987 | 0.0 TO 10.0 VCC | 0.0 TO 10.0 VCC |  | SECTOR 20 | ÁREA SUPRIMENTOS (ESTOQUE 7) | BLEED 02 T56 (KNIT) | OUT OF USE | 365 | 2018-02-20 | 2019-02-20 | -1563.6046 | MEDIÇÃO | EQUIPMENT TAGGED AS OUT OF SERVICE | WAITING FOR COMPANY DEMAND TO MAKE A CALIBRATION SERVICE QUOTATION
NCC000516 | PT100 CONNECTOR - 4 WIRES | TEMPERATURE | N/A | PT100.4 | 22564 | -100 TO 420 º C | -100 TO 420 º C |  | SECTOR 20 | ÁREA SUPRIMENTOS (ESTOQUE 7) | FUEL TEMPERATURE COX (MESH) | OUT OF USE | 365 | 2015-03-19 | 2016-03-18 | -2632.6046 |  | EQUIPMENT TAGGED AS OUT OF SERVICE | WAITING FOR COMPANY DEMAND TO MAKE A CALIBRATION SERVICE QUOTATION
NCC000517 | CURRENT VOLTAGE TRANSDUCER | ELECTRICITY | CONEXEL | LF245 | 13208 | 0-10 VCC | 4-20 MA |  | SECTOR 20 | ÁREA SUPRIMENTOS (ESTOQUE 7) | LOCATE | OUT OF USE | 365 | 2013-09-30 | 2014-09-30 | -3167.6046 |  | EQUIPMENT TAGGED AS OUT OF SERVICE | WAITING FOR COMPANY DEMAND TO MAKE A CALIBRATION SERVICE QUOTATION
NCC000518 | CURRENT VOLTAGE TRANSDUCER | ELECTRICITY | CONEXEL | LF245 | 13548 | 4-20MA (0-10 V) | 4-20MA (0-10 V) |  | SECTOR 20 | ÁREA SUPRIMENTOS (ESTOQUE 7) | LOCATE | OUT OF USE | 365 | 2013-09-30 | 2014-09-30 | -3167.6046 |  | EQUIPMENT TAGGED AS OUT OF SERVICE | WAITING FOR COMPANY DEMAND TO MAKE A CALIBRATION SERVICE QUOTATION
NCC000519 | CURRENT VOLTAGE TRANSDUCER | ELECTRICITY | CONEXEL | LF245 | 13225 | 0-10 VCC | 4-20 MA |  | SECTOR 20 | ÁREA SUPRIMENTOS (ESTOQUE 7) | LOCATE | OUT OF USE | 365 | 2017-03-30 | 2018-03-30 | -1890.6046 | MEDIÇÃO | EQUIPMENT TAGGED AS OUT OF SERVICE | WAITING FOR COMPANY DEMAND TO MAKE A CALIBRATION SERVICE QUOTATION
NCC000520 | CURRENT VOLTAGE TRANSDUCER | ELECTRICITY | CONEXEL | LF245 | 13658 | 0-10 VCC | 4-20 MA |  | SECTOR 20 | ÁREA SUPRIMENTOS (ESTOQUE 7) | LOCATE | OUT OF USE | 365 | 2017-03-30 | 2018-03-30 | -1890.6046 | MEDIÇÃO | EQUIPMENT TAGGED AS OUT OF SERVICE | WAITING FOR COMPANY DEMAND TO MAKE A CALIBRATION SERVICE QUOTATION
NCC000521 | CURRENT VOLTAGE TRANSDUCER | ELECTRICITY | CONEXEL | LF245 | 13795 | 0-10 VCC | 4-20MA |  | SECTOR 20 | ÁREA SUPRIMENTOS (ESTOQUE 7) | LOCATE | OUT OF USE | 365 | 2017-03-30 | 2018-03-30 | -1890.6046 | MEDIÇÃO | EQUIPMENT TAGGED AS OUT OF SERVICE | WAITING FOR COMPANY DEMAND TO MAKE A CALIBRATION SERVICE QUOTATION
NCC000522 | CURRENT VOLTAGE TRANSDUCER | ELECTRICITY | CONEXEL | LF245 | 13478 | 0 - 10 VCC | 4 - 20MA |  | SECTOR 20 | ÁREA SUPRIMENTOS (ESTOQUE 7) | LOCATE | OUT OF USE | 365 | 2017-03-30 | 2018-03-30 | -1890.6046 | MEDIÇÃO | EQUIPMENT TAGGED AS OUT OF SERVICE | WAITING FOR COMPANY DEMAND TO MAKE A CALIBRATION SERVICE QUOTATION
NCC000523 | CURRENT VOLTAGE TRANSDUCER | ELECTRICITY | CONEXEL | LF245 | 13222 | 0-10 VCC | 4-20MA |  | SECTOR 20 | ÁREA SUPRIMENTOS (ESTOQUE 7) | LOCATE | OUT OF USE | 365 | 2017-03-30 | 2018-03-30 | -1890.6046 | MEDIÇÃO | EQUIPMENT TAGGED AS OUT OF SERVICE | WAITING FOR COMPANY DEMAND TO MAKE A CALIBRATION SERVICE QUOTATION
NCC000524 | CURRENT VOLTAGE TRANSDUCER | ELECTRICITY | CONEXEL | LF245 | 13897 | 0-10 VCC | 4-20MA |  | SECTOR 20 | ÁREA SUPRIMENTOS (ESTOQUE 7) | LOCATE | OUT OF USE | 365 | 2017-03-30 | 2018-03-30 | -1890.6046 | MEDIÇÃO | EQUIPMENT TAGGED AS OUT OF SERVICE | WAITING FOR COMPANY DEMAND TO MAKE A CALIBRATION SERVICE QUOTATION
NCC000525 | VOLTAGE TRANSDUCER FOR CURRENT - T/I | ELECTRICITY | CONEXEL | LF245-N | 13987 | 0-10 VCC | 4-20MA |  | SECTOR 20 | ÁREA SUPRIMENTOS (ESTOQUE 7) | LOCATE | OUT OF USE | 365 | 2013-09-30 | 2014-09-30 | -3167.6046 | MEDIÇÃO | EQUIPMENT TAGGED AS OUT OF SERVICE | WAITING FOR COMPANY DEMAND TO MAKE A CALIBRATION SERVICE QUOTATION
NCC000526 | CURRENT TRANSDUCER | ELECTRICITY | SECON | LF 245 | 12985 | 0-10 A (115 VAC /400 HZ) | 0-10 VCC |  | SECTOR 20 | ÁREA SUPRIMENTOS (ESTOQUE 7) | QDCE PANEL - TR3 - CURRENT 115 VAC | OUT OF USE | 365 | 2018-02-09 | 2019-02-09 | -1574.6046 |  | EQUIPMENT TAGGED AS OUT OF SERVICE | WAITING FOR COMPANY DEMAND TO MAKE A CALIBRATION SERVICE QUOTATION
NCC000527 | VOLTAGE TRANSDUCER | ELECTRICITY | SECON | LF 245 | 146 | 0-150 VAC/400 HZ | 0-10 VCC |  | SECTOR 20 | ÁREA SUPRIMENTOS (ESTOQUE 7) | QDCE PANEL - TR4 - VOLTAGE 115 VAC/ 400 HZ | OUT OF USE | 365 | 2018-02-09 | 2019-02-09 | -1574.6046 | MEDIÇÃO | EQUIPMENT TAGGED AS OUT OF SERVICE | WAITING FOR COMPANY DEMAND TO MAKE A CALIBRATION SERVICE QUOTATION
NCC000528 | WEIGHING TRANSMISSION INDICATOR | WEIGHT | ALPHA INSTRUMENTS | N/A | N/A | 0-5000 KG | 4-20MA |  | SECTOR 102 | BANCO DE PROVAS - T56 & PW100 | DYNAMOMETER | OUT OF USE | 365 |  |  | -45079.6046 |  | EQUIPMENT TAGGED AS OUT OF SERVICE
NCC000530 | ACCELEROMETER | TIME AND FREQUENCY | ENDEVCO | N/A | 21493 | 10 TO 2500 HZ | 11 TO 2500 HZ |  | SECTOR 20 | ÁREA SUPRIMENTOS (ESTOQUE 7) | OUT OF SERVICE EQUIPMENT ROOM | OUT OF USE | 365 | 2020-04-08 | 2021-04-08 | -785.6046 | PROCAL | EQUIPMENT TAGGED AS OUT OF SERVICE | WAITING FOR COMPANY DEMAND TO MAKE A CALIBRATION SERVICE QUOTATION
NCC000534 | MANOMETER | PRESSURE | KONNEN | MFG-4201A | G36-10-24 | 0-160 PSI | 0-11 KGF/CM² | CALIBRAVEL\NCC000534.JPG | SECTOR 22 | SALA DE TESTE DE ARTIGOS AVULSOS MI-35 | MI-35 SINGLE ARTICLES TEST ROOM | IN USE | 365 | 2022-04-20 | 2023-04-20 | -43.6046 |  | N/A
NCC000535 | MANOMETER | PRESSURE | SMC | MDR-611 | G36-10-01 | 0.00-100 MPA | 0.05 MPA | CALIBRAVEL\NCC000535.JPG | SECTOR 10 | INSPEÇÃO DIMENSIONAL | TRIDIMENSIONAL | IN USE | 365 | 2023-05-12 | 2024-05-11 | 343.3954 | MEDIÇÃO | N/A
NCC000536 | DIGITAL DISPLACEMENT COMPARATOR | DIMENSIONAL | MITITAYO | PWC 56166 / 543-39B | 11124535 | 0-12,700 MM | N/A | CALIBRAVEL\NCC000536.JPG | SECTOR 07 | PROJETO PW100 | PW WORKSHOP | IN USE | 365 | 2022-06-15 | 2023-06-15 | 12.3954 | MEDIÇÃO | N/A
NCC000537 | MANOMETER | PRESSURE | FAMABRAS | FSA | 1789 | 0-300 PSI/ 0 - 20 KGF/ CM² | 0.2 KGF/CM² | CALIBRAVEL\NCC000537.JPG | SECTOR 102 | BANCO DE PROVAS - T56 & PW100 | BANK OF TEST - T56 & PW100 | IN USE | 182 | 2023-03-03 | 2024-03-02 | 273.3954 | MEDIÇÃO | N/A | CALIBRATION PERFORMED
NCC000538 | MANOMETER | PRESSURE | NORGREN | 18-013 | 68459 | 0-160 PSI | 0-11 BAR / 0-1,1 MPA | N/A | SECTOR 20 | ÁREA SUPRIMENTOS (ESTOQUE 7) | FIRE PUMP | OUT OF USE | 365 | 2013-10-15 | 2014-10-15 | -3152.6046 |  | EQUIPMENT TAGGED AS OUT OF SERVICE | WAITING FOR COMPANY DEMAND TO MAKE A CALIBRATION SERVICE QUOTATION
NCC000539 | MANOMETER | PRESSURE | TUROTEST | 302285 | N/A | 0-250 PSI | 5 PSI | N/A | SECTOR 20 | ÁREA SUPRIMENTOS (ESTOQUE 7) | (COMPRESSOR) | OUT OF USE | 365 | 2017-03-24 | 2018-03-24 | -1896.6046 |  | EQUIPMENT TAGGED AS OUT OF SERVICE | WAITING FOR COMPANY DEMAND TO MAKE A CALIBRATION SERVICE QUOTATION
NCC000540 | MANOMETER | PRESSURE | FAMABRAS | FSA | 66254 | 0 - 16 KGF/CM² | 0 - 220 PSI | CALIBRAVEL\NCC000540.JPG | SECTOR 20 | ÁREA SUPRIMENTOS (ESTOQUE 7) | OUT OF SERVICE EQUIPMENT ROOM | OUT OF USE | 365 | 2020-05-14 | 2021-05-14 | -749.6046 |  | EQUIPMENT TAGGED AS OUT OF SERVICE | WAITING FOR COMPANY DEMAND TO MAKE A CALIBRATION SERVICE QUOTATION
NCC000541 | PACHYMETER | DIMENSIONAL | MITITAYO | N/A | 9815965 | 0.00-150.00 MM | 0.05 MM | CALIBRAVEL\NCC000541 NCP001014.JPG | SECTOR 47 | SOLDAGEM | LOCKSMITH- FABIANO | OUT OF USE | 365 | 2020-05-14 | 2021-05-14 | -749.6046 | MEDIÇÃO | EQUIPMENT TAGGED AS OUT OF SERVICE | WAITING FOR COMPANY DEMAND TO MAKE A CALIBRATION SERVICE QUOTATION
NCC000542 | TORQUEMETER | FORCE | SNAP-ON | QD1R200 | 1210111865 | 40 TO 200 LBF.IN | 41 TO 200 LBF.IN | CALIBRAVEL\NCC000542.JPG | SECTOR 20 | ÁREA SUPRIMENTOS (ESTOQUE 7) | OUT OF SERVICE EQUIPMENT ROOM | OUT OF USE | 365 | 2020-05-19 | 2021-05-19 | -744.6046 |  | EQUIPMENT TAGGED AS OUT OF SERVICE | WAITING FOR COMPANY DEMAND TO MAKE A CALIBRATION SERVICE QUOTATION
NCC000543 | MANOMETER | PRESSURE | RECORD | M2121 | N/A | 0-315 BAR | 0-315 BAR | N/A | SECTOR 20 | ÁREA SUPRIMENTOS (ESTOQUE 7) | CYLINDER - FABIANO | OUT OF USE | 365 | 2017-04-04 | 2018-04-04 | -1885.6046 |  | EQUIPMENT TAGGED AS OUT OF SERVICE | WAITING FOR COMPANY DEMAND TO MAKE A CALIBRATION SERVICE QUOTATION
NCC000544 | MANOMETER | PRESSURE | RECORD | M2121 | N/A | 0 TO 40 L/MIN | 1 L/MIN | N/A | SECTOR 20 | ÁREA SUPRIMENTOS (ESTOQUE 7) | CYLINDER - FABIANO | OUT OF USE | 365 | 2017-04-04 | 2018-04-04 | -1885.6046 |  | EQUIPMENT TAGGED AS OUT OF SERVICE | WAITING FOR COMPANY DEMAND TO MAKE A CALIBRATION SERVICE QUOTATION
NCC000545 | MANOMETER | PRESSURE | FRAMATIG | TT12 | N/A | 0.0 - 2.5 BAR | 0.0 - 2.5 BAR | N/A | SECTOR 20 | ÁREA SUPRIMENTOS (ESTOQUE 7) | WELDING - (WELDING MACHINE) EDVALDO | OUT OF USE | 365 | 2012-11-23 | 2013-11-23 | -3478.6046 |  | EQUIPMENT TAGGED AS OUT OF SERVICE | WAITING FOR COMPANY DEMAND TO MAKE A CALIBRATION SERVICE QUOTATION
NCC000546 | MEGOHMETRO | ELECTRICITY | FLUKE | FLUKE 1507 INSULATION TESTTER | 21740356 | 50-1000 V | 50-1000 V | CALIBRAVEL\NCC000546.JPG | SECTOR 12 | SALA LIMPA | CLEAN ROOM CABINET | IN USE | 365 | 2022-11-25 | 2023-11-25 | 175.3954 | MEDIÇÃO
NCC000547 | CARGO CELL | WEIGHT | MK CONTROL INSTRUMENTACAO LTDA | CSA50KG | 20121089 | 0-50 KG | 0-50 KG | CALIBRAVEL\NCC000547.JPG | SECTOR 12 | SALA LIMPA | CLEAN ROOM | IN USE | 365 | 2022-11-29 | 2023-11-29 | 179.3954 | MEDIÇÃO | CALIBRATED NEXT TO THE NCC000219 INDICATOR
NCC000548 | OSCILLOSCOPE | ELECTRICITY | MINIPA | N/A | MO2200000024 | 0 TO 16 MVPP | 1 TO 16 MVPP | CALIBRAVEL\NCC000548 NCP000965.JPG | SECTOR 59 | SALA DE ELETRÔNICA | ELECTRIC ROOM | OUT OF USE | 365 | 2021-04-29 | 2022-04-29 | -399.6046 |  | EQUIPMENT TAGGED AS OUT OF SERVICE | WAITING FOR COMPANY DEMAND TO MAKE A CALIBRATION SERVICE QUOTATION
NCC000549 | FREQUENCY INVERTER | ELECTRICITY | WEQ | CFW08 | 2548636.5 | 0 - 3600 RPM | 0.1 HZ | CALIBRAVEL\NCC000549.JPG | SECTOR 29 | SALA DE MÁQUINAS | BENCH 7808 | IN USE | 365 | 2023-05-12 | 2024-05-11 | 343.3954 | MEDIÇÃO | IN THE CORRIDOR AT THE END INSIDE THE FRAME
NCC000550 | MANOMETER | FLOW RATE | SURYHA | N/A | N/A | 0.00-1.00 BAR | 0.02 BAR | N/A | SECTOR 28 | TESTE DE COMBUSTÍVEL | FUEL TEST | OUT OF USE | 365 | 2022-05-06 | 2023-05-06 | -27.6046 | MEDIÇÃO | NOT FOUND IN INSPECTION | NOT FOUND IN INSPECTION
NCC000552 | MANOMETER | PRESSURE | FAMABRAS | FSA | 1778 | 0-30PSI | 0-2KGF/CM² | N/A | SECTOR 20 | ÁREA SUPRIMENTOS (ESTOQUE 7) | CHEMICAL CLEANING SECTOR. | OUT OF USE | 365 | 2017-03-23 | 2018-03-23 | -1897.6046 |  | EQUIPMENT TAGGED AS OUT OF SERVICE | WAITING FOR COMPANY DEMAND TO MAKE A CALIBRATION SERVICE QUOTATION
NCC000553 | J TYPE THERMOCOUPLE CONNECTOR | TEMPERSECTOR 20URE | NAKA | TYPE J | 51676 | 0 TO 500 ° C | 500 ° C | CALIBRAVEL\NCC000553.JPG | SECTOR 20 | ÁREA SUPRIMENTOS (ESTOQUE 7) | OUT OF SERVICE EQUIPMENT ROOM | OUT OF USE | 365 | 2015-03-31 | 2016-03-30 | -2620.6046 |  | EQUIPMENT TAGGED AS OUT OF SERVICE | WAITING FOR COMPANY DEMAND TO MAKE A CALIBRATION SERVICE QUOTATION
NCC000554 | J TYPE THERMOCOUPLE CONNECTOR | TEMPERSECTOR 20URE | NAKA | TYPE J | 51689 | 0 TO 500 ° C | 500 ° C | CALIBRAVEL\NCC000554.JPG | SECTOR 20 | ÁREA SUPRIMENTOS (ESTOQUE 7) | OUT OF SERVICE EQUIPMENT ROOM | OUT OF USE | 365 | 2015-03-31 | 2016-03-30 | -2620.6046 |  | EQUIPMENT TAGGED AS OUT OF SERVICE | WAITING FOR COMPANY DEMAND TO MAKE A CALIBRATION SERVICE QUOTATION
NCC000555 | THERMOCOUPLE | TEMPERSECTOR 20URE | CEHCOPEI | N/A | 51677 | 0 TO 500 ° C | 500 ° C | CALIBRAVEL\NCC000555.JPG | SECTOR 20 | ÁREA SUPRIMENTOS (ESTOQUE 7) | OUT OF SERVICE EQUIPMENT ROOM | OUT OF USE | 365 | 2015-03-31 | 2016-03-30 | -2620.6046 |  | EQUIPMENT TAGGED AS OUT OF SERVICE | WAITING FOR COMPANY DEMAND TO MAKE A CALIBRATION SERVICE QUOTATION
NCC000556 | THERMOCOUPLE | TEMPERATURE | PW - SPECIAL TOOL | PW-J28 | 16259 | 1 - 10IN MV | 260 - 1260C | CALIBRAVEL\NCC000556.JPG | SECTOR 20 | ÁREA SUPRIMENTOS (ESTOQUE 7) | OUT OF SERVICE EQUIPMENT ROOM | OUT OF USE | 365 |  |  | -45079.6046 |  | EQUIPMENT TAGGED AS OUT OF SERVICE | WAITING FOR COMPANY DEMAND TO MAKE A CALIBRATION SERVICE QUOTATION
NCC000557 | THERMOCOUPLE | TEMPERATURE | PW - SPECIAL TOOL | PW-J28 | 11478 | 1 - 10IN MV | 260 - 1260C | CALIBRAVEL\NCC000557.JPG | SECTOR 20 | ÁREA SUPRIMENTOS (ESTOQUE 7) | OUT OF SERVICE EQUIPMENT ROOM | OUT OF USE | 365 |  |  | -45079.6046 |  | EQUIPMENT TAGGED AS OUT OF SERVICE | WAITING FOR COMPANY DEMAND TO MAKE A CALIBRATION SERVICE QUOTATION
NCC000558 | MANOMETER | PRESSURE | BELAIR | A17 | 779 | 0-11 BAR / 0-160 PSI | 0.5 BAR | CALIBRAVEL\NCC000558.JPG | SECTOR 20 | ÁREA SUPRIMENTOS (ESTOQUE 7) | OUT OF SERVICE EQUIPMENT ROOM | OUT OF USE | 365 | 2017-03-24 | 2018-03-24 | -1896.6046 |  | EQUIPMENT TAGGED AS OUT OF SERVICE | WAITING FOR COMPANY DEMAND TO MAKE A CALIBRATION SERVICE QUOTATION
NCC000559 | MANOMETER | PRESSURE | PARKER | 52897 | N/A | 0-200 IBF/IN² | 0-14 BAR | N/A | SECTOR 20 | ÁREA SUPRIMENTOS (ESTOQUE 7) | OUT OF SERVICE EQUIPMENT ROOM | OUT OF USE | 365 |  |  | -45079.6046 |  | EQUIPMENT TAGGED AS OUT OF SERVICE | WAITING FOR COMPANY DEMAND TO MAKE A CALIBRATION SERVICE QUOTATION
NCC000560 | BOROSCOPE | DIMENSIONAL | GE INSPECTION TECHNOLOGIES | XLG0C3920 | 1.25E+50 | N/A | N/A | CALIBRAVEL\NCC000560.JPG | SECTOR 20 | ÁREA SUPRIMENTOS (ESTOQUE 7) | N/A | OUT OF USE | 365 | 2012-04-10 | 2013-04-10 | -3705.6046 |  | EQUIPMENT TAGGED AS OUT OF SERVICE | WAITING FOR COMPANY DEMAND TO MAKE A CALIBRATION SERVICE QUOTATION
NCC000561 | MICROMETER | DIMENSIONAL | MITITAYO | N/A | 4000676 | 0 - 25MM | 0.01 MM | CALIBRAVEL\NCC000561.JPG | SECTOR 47 | SOLDAGEM | WELDING SECTOR (FABIANO EMPLOYEE) | IN USE | 365 | 2023-02-02 | 2024-02-02 | 244.3954 | MEDIÇÃO | EQUIPMENT TAGGED AS OUT OF SERVICE | WAITING FOR COMPANY DEMAND TO MAKE A CALIBRATION SERVICE QUOTATION
NCC000562 | INTERNAL DIAMOND METER | DIMENSIONAL | STARRETT | 78 | M11725 | 1,38000 - 1,38000 IN | 1,38000 - 1,38000 IN | CALIBRAVEL\NCC000562.JPG | SECTOR 40 | USINAGEM | MACHINING | IN USE | 365 | 2023-03-22 | 2024-03-21 | 292.3954 | MEDIÇÃO | N/A | N/A
NCC000563 | INTERNAL MICROMETER 03 | DIMENSIONAL | STARRETT | N/A | N03811 | 1,38000-2.00000 | 1,38000-2.00000 | CALIBRAVEL\NCC000563.JPG | SECTOR 40 | USINAGEM | MACHINING | IN USE | 365 | 2023-03-22 | 2024-03-21 | 292.3954 | MEDIÇÃO | CALIBRATE ALONG WITH 284 AND 562. | N/A
NCC000564 | STANDARD SMOOTH RING | DIMENSIONAL | STARRETT | N/A | 310503 | 0.0000-34,9280MM | 0.0000-34,9280MM | CALIBRAVEL\NCC000564.JPG | SECTOR 40 | USINAGEM | MACHINING | IN USE | 365 | 2023-03-22 | 2024-03-21 | 292.3954 | MEDIÇÃO | N/A | N/A | ..\CERTIFICADOS DE PÓS CALIBRAÇÃO\2023\ABRIL\NCC000564 - ANEL LISO PADRÃO.pdf
NCC000565 | STANDARD SMOOTH RING | DIMENSIONAL | STARRETT | N/A | 310481 | 0.0000-19,0550MM | 0.0000-19,0550MM | CALIBRAVEL\NCC000565.JPG | SECTOR 40 | USINAGEM | MACHINING | IN USE | 365 | 2023-03-22 | 2024-03-21 | 292.3954 | MEDIÇÃO | N/A | N/A | ..\CERTIFICADOS DE PÓS CALIBRAÇÃO\2023\ABRIL\NCC000565 - ANEL LISO PADRÃO.pdf
NCC000566 | MANOMETER | PRESSURE | NAKA | N/A | 92637 | 0-30PSI | 5 PSI | N/A | SECTOR 105 | SALA ELÉTRICA | OIL TANK STRUCTURE | OUT OF USE | 365 | 2017-03-02 | 2018-03-02 | -1918.6046 | MEDIÇÃO | EQUIPMENT TAGGED AS OUT OF SERVICE | WAITING FOR COMPANY DEMAND TO MAKE A CALIBRATION SERVICE QUOTATION
NCC000568 | FLOWER METER | FLOW RSECTOR 20E | COX INSTRUMENTS | LFC 6-00 | X14794 | 4.75 TO 47.5 PPH | 0.25% | CALIBRAVEL\NCC000568.JPG | SECTOR 20 | ÁREA SUPRIMENTOS (ESTOQUE 7) | OUT OF SERVICE EQUIPMENT ROOM | OUT OF USE | 365 | 2016-07-28 | 2017-07-28 | -2135.6046 |  | EQUIPMENT TAGGED AS OUT OF SERVICE | WAITING FOR COMPANY DEMAND TO MAKE A CALIBRATION SERVICE QUOTATION
NCC000569 | ROTARY ENCODER (TACOMETRO) | TIME AND FREQUENCY | AUTONICS | MP5W | CS1212 | 0.01mA -12V | 0.01mA -12V | CALIBRAVEL\NCC000569.JPG | SECTOR 28 | TESTE DE COMBUSTÍVEL | FCU IAS-002 BENCH | OUT OF USE | 365 | 2019-03-14 | 2020-03-13 | -1176.6046 | MEDIÇÃO | EQUIPMENT TAGGED AS OUT OF SERVICE | WAITING FOR COMPANY DEMAND TO MAKE A CALIBRATION SERVICE QUOTATION
NCC000570 | ROTATION INDICATOR | TIME AND FREQUENCY | AUTONICS | MP5W | CS1212 | 0.01mA -12V | 0.01mA -12V |  | SECTOR 28 | TESTE DE COMBUSTÍVEL | FCU FUEL CONTROL UNIT TEST TEST, FUEL TEST | OUT OF USE | 365 | 2019-03-14 | 2020-03-13 | -1176.6046 | MEDIÇÃO | EQUIPMENT TAGGED AS OUT OF SERVICE | WAITING FOR COMPANY DEMAND TO MAKE A CALIBRATION SERVICE QUOTATION
NCC000571 | MANOMETER | PRESSURE | PARKER | 06R318AC | N/A | 0-200 IBF/IN² | 0-14 BAR |  | SECTOR 20 | ÁREA SUPRIMENTOS (ESTOQUE 7) | LOCATE | OUT OF USE | 365 | 2013-09-24 | 2014-09-24 | -3173.6046 |  | EQUIPMENT TAGGED AS OUT OF SERVICE | WAITING FOR COMPANY DEMAND TO MAKE A CALIBRATION SERVICE QUOTATION
NCC000572 | TEMPERATURE INDICATOR | TEMPERATURE | NOVUS | N321-PT100-1 | 7044021 | -20.0 TO 300.0 ° C TO 300.0 -20.0 TO 300.0 -20.0 TO 300.0 -20.0 TO 300.0 º C | 0.1 ° C |  | SECTOR 20 | ÁREA SUPRIMENTOS (ESTOQUE 7) | CHEMICAL CLEANING - PWC | OUT OF USE | 365 | 2020-02-28 | 2021-02-27 | -825.6046 |  | EQUIPMENT TAGGED AS OUT OF SERVICE | WAITING FOR COMPANY DEMAND TO MAKE A CALIBRATION SERVICE QUOTATION
NCC000573 | DIGITAL SUSPENDED BALANCE | WEIGHT | LEADER ELECTRONIC SHEETS | N/A | 25939 | 0 - 3000 KGF | 0.5 KGF | CALIBRAVEL\NCC000573.JPG | SECTOR 20 | ÁREA SUPRIMENTOS (ESTOQUE 7) | SUPPLIES | IN USE | 365 | 2023-03-15 | 2024-03-15 | 286.3954 | MEDIÇÃO | N/A | CALIBRATION PERFORMED
NCC000574 | WSECTOR 20ER COLUMN | PRESSURE | PARKER | 06R318AC | N/A | 0-25 IN H²O | 0-25 IN H²O |  | SECTOR 20 | ÁREA SUPRIMENTOS (ESTOQUE 7) | OUT OF SERVICE EQUIPMENT ROOM | OUT OF USE | 365 | 2017-04-13 | 2018-04-13 | -1876.6046 |  | EQUIPMENT TAGGED AS OUT OF SERVICE | WAITING FOR COMPANY DEMAND TO MAKE A CALIBRATION SERVICE QUOTATION
NCC000575 | FLOWMETER | FLOW RSECTOR 20E | TECNOFLUID | N/A | 36007 | 0.9 TO 13.8 M³/H | 0.9 TO 13.8 M³/H | CALIBRAVEL\NCC000575.JPG | SECTOR 20 | ÁREA SUPRIMENTOS (ESTOQUE 7) | OUT OF SERVICE EQUIPMENT ROOM | OUT OF USE | 365 | 2013-11-12 | 2014-11-12 | -3124.6046 | FLOWMETER | EQUIPMENT TAGGED AS OUT OF SERVICE | WAITING FOR COMPANY DEMAND TO MAKE A CALIBRATION SERVICE QUOTATION
NCC000576 | MANOMETER | PRESSURE | NAKA | N/A | 92639 | 0 TO 30 PSI | N/A | N/A | SECTOR 20 | ÁREA SUPRIMENTOS (ESTOQUE 7) | LOCATE | OUT OF USE | 365 | 2017-03-02 | 2018-03-02 | -1918.6046 |  | EQUIPMENT TAGGED AS OUT OF SERVICE | WAITING FOR COMPANY DEMAND TO MAKE A CALIBRATION SERVICE QUOTATION
NCC000578 | PRESSURE TRANSMITTER | PRESSURE | WIKA | S10 | 2060NF7U | 0 - 10 BAR | 0.1 BAR | N/A | SECTOR 102 | BANCO DE PROVAS - T56 & PW100 | REDUCTION GEAR SCAVANGE OIL PRESSURE (PGSOP) T 56 / MOP HI PW 127 | IN USE | 365 | 2022-07-19 | 2023-07-19 | 46.3954 |  | N/A
NCC000579 | PRESSURE TRANSMITTER | PRESSURE | WIKA | S-10 | 261018W | 0.000 TO 10,000 VCC | 0.000 TO 10,000 VCC | N/A | SECTOR 102 | BANCO DE PROVAS - T56 & PW100 | BANK OF TEST - T56 & PW100 | IN USE | 365 | 2022-07-20 | 2023-07-20 | 47.3954 |  | AGB
NCC000580 | TRANSDUCER VIBRSECTOR 20ION VELOCITY | TIME AND FREQUENCY | CEC | N/A | P/N 4-137-0005-SER 18359 | 45HZ TO 1500HZ | 45HZ TO 1500HZ | CALIBRAVEL\NCC000580.JPG | SECTOR 20 | ÁREA SUPRIMENTOS (ESTOQUE 7) | OUT OF SERVICE EQUIPMENT ROOM | OUT OF USE | 365 |  |  | -45079.6046 |  | EQUIPMENT TAGGED AS OUT OF SERVICE | WAITING FOR COMPANY DEMAND TO MAKE A CALIBRATION SERVICE QUOTATION
NCC000581 | ACCELEROMETER | TIME AND FREQUENCY | CEC | 4-170-0010 | 1033 | 5HZ TO 3000HZ | 5HZ TO 3000HZ |  | SECTOR 20 | ÁREA SUPRIMENTOS (ESTOQUE 7) | OUT OF SERVICE EQUIPMENT ROOM | OUT OF USE | 365 | 2017-03-29 | 2018-03-29 | -1891.6046 |  | EQUIPMENT TAGGED AS OUT OF SERVICE | WAITING FOR COMPANY DEMAND TO MAKE A CALIBRATION SERVICE QUOTATION
NCC000582 | TRANSDUCER VIBRATION VELOCITY | TIME AND FREQUENCY | CEC | P120 | CODE: 09384 | 45HZ TO 1500HZ | 45HZ TO 1500HZ |  | SECTOR 20 | ÁREA SUPRIMENTOS (ESTOQUE 7) | VIBRATION SENSOR - T56 - COMPRESSOR | OUT OF USE | 365 | 2018-02-28 | 2019-02-28 | -1555.6046 |  | EQUIPMENT TAGGED AS OUT OF SERVICE | WAITING FOR COMPANY DEMAND TO MAKE A CALIBRATION SERVICE QUOTATION
NCC000583 | ROTAMETER FLOW METER | FLOW RSECTOR 20E | APPLITECH | AJ10 | OP-7902.L | 0.2 TO 3.5 NCFM | 0.2 TO 3.5 NCFM | CALIBRAVEL\NCC000583.JPG | SECTOR 20 | ÁREA SUPRIMENTOS (ESTOQUE 7) | OUT OF SERVICE EQUIPMENT ROOM | OUT OF USE | 365 | 2014-02-10 | 2015-02-10 | -3034.6046 |  | EQUIPMENT TAGGED AS OUT OF SERVICE | WAITING FOR COMPANY DEMAND TO MAKE A CALIBRATION SERVICE QUOTATION
NCC000584 | ROTTER | FLOW RSECTOR 20E | APPLITECH | N/A | OP-7902.A | 10 TO 100 NL/MIN | 11 TO 100 NL/MIN |  | SECTOR 20 | ÁREA SUPRIMENTOS (ESTOQUE 7) | OUT OF SERVICE EQUIPMENT ROOM | OUT OF USE | 365 | 2014-02-10 | 2015-02-10 | -3034.6046 |  | EQUIPMENT TAGGED AS OUT OF SERVICE | WAITING FOR COMPANY DEMAND TO MAKE A CALIBRATION SERVICE QUOTATION
NCC000585 | MANOMETER | PRESSURE | SMEAR | N/A | N/A | 0 TO 1000 PSI | 0 TO 70 100XKPA | CALIBRAVEL\NCC000585.JPG |  | #N/A | PW -PUMP PUMP, PNEUMATIC TEST | IN USE | 365 | 2022-04-20 | 2023-04-20 | -43.6046 |  | NOT FOUND
NCC000587 | TEMPERATURE MESH | TEMPERATURE | N/A | N/A | N/A | 400 - 1000 ° C | 401 - 1000 ° C | N/A | SECTOR 20 | ÁREA SUPRIMENTOS (ESTOQUE 7) | TIT DATUM VALVE - T56 | OUT OF USE | 365 | 2018-02-20 | 2019-02-20 | -1563.6046 |  | EQUIPMENT TAGGED AS OUT OF SERVICE | WAITING FOR COMPANY DEMAND TO MAKE A CALIBRATION SERVICE QUOTATION
NCC000588 | GLASS THERMOMETER | TEMPERATURE | INCMEROUS | LOGO05/7 | 109005/07 | -10 TO 50 ° C | -10 TO 50 ° C | CALIBRAVEL\NCC000588.JPG | SECTOR 12 | SALA LIMPA | CLEAN ROOM CABINET | IN USE | 365 | 2022-06-15 | 2023-06-15 | 12.3954 | MEDIÇÃO
NCC000591 | RESISTIVE | ELECTRICITY | MINIPA | MDR-611 | MDB611000002 | 5 ° C ~ 35 ° C, RH <75% | 6 ° C ~ 35 ° C, RH <75% | CALIBRAVEL\NCC000591.JPG | SECTOR 20 | ÁREA SUPRIMENTOS (ESTOQUE 7) | OUT OF SERVICE EQUIPMENT ROOM | OUT OF USE | 365 |  |  | -45079.6046 |  | EQUIPMENT TAGGED AS OUT OF SERVICE | WAITING FOR COMPANY DEMAND TO MAKE A CALIBRATION SERVICE QUOTATION
NCC000592 | DIGITAL FUNCTION GENERATOR | ELECTRICITY | MINIPA | MFG-4201A | MF4201001236 | 0 ° C TO 40 ° C, RH <85% | 1 ° C TO 40 ° C, RH <85% | CALIBRAVEL\NCC000592.JPG | SECTOR 59 | SALA DE ELETRÔNICA | GENERAL USE CURRENTLY WITH VLADIMIR | OUT OF USE | 365 | 2021-04-29 | 2022-04-29 | -399.6046 |  | EQUIPMENT TAGGED AS OUT OF SERVICE | WAITING FOR COMPANY DEMAND TO MAKE A CALIBRATION SERVICE QUOTATION
NCC000593 | MULTIMETER | ELECTRICITY | MINIPA | ET-2042D | ET204D014436 | 1 ° C TO 40 ° C, RH <85% | 2 ° C TO 40 ° C, RH <85% | CALIBRAVEL\NCC000593.JPG | SECTOR 102 | BANCO DE PROVAS - T56 & PW100 | SUPPORTING CART | IN USE | 365 | 2022-07-01 | 2023-07-01 | 28.3954 | INGEL | N/A
NCC000594 | MANOMETER | PRESSURE | FAMABRAS | CLASS A | GP-10S | 0-700 KGF/CM² | 10 KGF/CM² | CALIBRAVEL\NCC000594.JPG | SECTOR 20 | ÁREA SUPRIMENTOS (ESTOQUE 7) | OUT OF SERVICE EQUIPMENT ROOM | OUT OF USE | 365 | 2017-03-24 | 2018-03-24 | -1896.6046 |  | EQUIPMENT TAGGED AS OUT OF SERVICE | WAITING FOR COMPANY DEMAND TO MAKE A CALIBRATION SERVICE QUOTATION
NCC000595 | FEELER CLOCK | DIMENSIONAL | MITITAYO | SKN888 | N/A | 0 TO 80MM | 0.001 MM |  | SECTOR 10 | INSPEÇÃO DIMENSIONAL | DIMENSIONAL INSPECTION | IN USE | 365 | 2022-10-31 | 2023-10-31 | 150.3954
NCC000596 | COMPARSECTOR 20OR CLOCK | DIMENSIONAL | STARRETT | CAT. AT THE. 82AZ | 81-111-630 | 0.0001 " | 0.002MM | CALIBRAVEL\NCC000596.JPG | SECTOR 20 | ÁREA SUPRIMENTOS (ESTOQUE 7) | OUT OF SERVICE EQUIPMENT ROOM | OUT OF USE | 365 | 2020-06-01 | 2021-06-01 | -731.6046 |  | EQUIPMENT TAGGED AS OUT OF SERVICE | WAITING FOR COMPANY DEMAND TO MAKE A CALIBRATION SERVICE QUOTATION
NCC000597 | MICROMETER WITH INTERCHANGEABLE ENDS | DIMENSIONAL | STARRETT | 224 | 224AARLZ | 0 - 4 | N/A | CALIBRAVEL\NCC000597.JPG | SECTOR 10 | INSPEÇÃO DIMENSIONAL | DIMENSIONAL INSPECTION AREA | IN USE | 365 | 2022-10-18 | 2023-10-18 | 137.3954 |  | COMPOSED OF THE FOLLOWING ACCESSORIES: - 01 CASE; - 01 MICROMETER - 03 INTERCHANGEABLE TIPS; - 03 ADJUSTMENT STANDARD BARS; - 03 KEYS FOR ADJUSTMENT. NCC000597-1 STANDARD ROD NCC000597-2 STANDARD ROD NCC000597-3 STANDARD ROD CALIBRATION
NCC000598 | DIGITAL TACHOMETER | TIME AND FREQUENCY | MINIPA | MDT-2238A | ID2100002033 | 2.5 TO 99999 | 0.1 | CALIBRAVEL\NCC000598 TACOMETRO DIGITAL.JPG | SECTOR 12 | SALA LIMPA | CLEAN ROOM | IN USE | 365 | 2023-04-05 | 2024-04-04 | 306.3954 | MEDIÇÃO |  |  | ..\CERTIFICADOS DE PÓS CALIBRAÇÃO\2023\ABRIL\NCC000598 - TACÔMETRO DIGITAL.pdf
NCC000599 | DUROMETRO ROCKWELL - ANALOGICAL | TOUGHNESS | ALBERT GNEHM | G100 | 45081 | 0 KGF TO 150 KGF | 150 KGF | CALIBRAVEL\NCC000599.JPG | SECTOR 10 | INSPEÇÃO DIMENSIONAL | DIMENSIONAL INSPECTION | OUT OF USE | 365 | 2017-03-24 | 2018-03-24 | -1896.6046 |  | EQUIPMENT TAGGED AS OUT OF SERVICE | WAITING FOR COMPANY DEMAND TO MAKE A CALIBRATION SERVICE QUOTATION
NCC000600 | VERTICAL BALANCER | TIME AND FREQUENCY | SCHENCK | VE3L | 2963662 | 1000M | 1000 M | CALIBRAVEL\NCC000600 NCP001070.JPG | SECTOR 44 | PESO E BALANCEAMENTO | BALANCING SECTOR | IN USE | 365 | 2022-04-14 | 2023-04-14 | -49.6046 | SCHENCK | VERTICAL BALANCING MACHINE SCHENCK & MONITOR/KEYBOARD VE -008
NCC000601 | THERMOCOUPLE | TEMPERATURE | PW - SPECIAL TOOL | PW-J28 | 335316 | 0 TO 1200 ° C | 1200 C | N/A | SECTOR 102 | BANCO DE PROVAS - T56 & PW100 | CRADLE PW - TT3 TEMPERATURE SENSOR | IN USE | 365 | 2022-07-21 | 2023-07-21 | 48.3954 |  | TEMPERATURE MESH - CALIBRATION IN CONJUNCTION WITH THE EQUIPMENT: NCC000494
NCC000602 | PRESSURE TRANSMITTER | PRESSURE | WIKA | P-10 | 2415902 | 0.0 10 TO 10.0 VCC | 10.0VCC | N/A | SECTOR 20 | ÁREA SUPRIMENTOS (ESTOQUE 7) | MISSING EQUIPMENT | OUT OF USE | 365 | 2017-03-10 | 2018-03-10 | -1910.6046 |  | EQUIPMENT TAGGED AS OUT OF SERVICE | WAITING FOR COMPANY DEMAND TO MAKE A CALIBRATION SERVICE QUOTATION
NCC000603 | MANOMETER | PRESSURE | FESTY | TS20 | 3.57E+10 | 0-16 BAR | 0-220 PSI | CALIBRAVEL\NCC000603.JPG | SECTOR 09 | PROJETO M250 & RR300 | WORKSHOP M250/ RR300 | IN USE | 365 | 2022-08-16 | 2023-08-16 | 74.3954 | MEDIÇÃO | IN THE SECTOR
NCC000604 | MANOMETER | PRESSURE | FESTY | TS20 | 3.57E+10 | 0-16 BAR | 0-220 PSI | N/A | SECTOR 48 | PINTURA | PAINTING | OUT OF USE | 365 | 2019-03-28 | 2020-03-27 | -1162.6046 | MEDIÇÃO | NOT FOUND / EQUIPMENT TAGGED AS OUT OF SERVICE | WAITING FOR COMPANY DEMAND TO MAKE A CALIBRATION SERVICE QUOTATION
NCC000605 | MANOMETER | PRESSURE | FESTY | TS20 | 3.57E+10 | 0-16 BAR | 0-220 PSI | CALIBRAVEL\NCC000605.JPG | SECTOR 20 | ÁREA SUPRIMENTOS (ESTOQUE 7) | OUT OF SERVICE EQUIPMENT ROOM | OUT OF USE | 365 | 2020-04-06 | 2021-04-06 | -787.6046 |  | EQUIPMENT TAGGED AS OUT OF SERVICE | WAITING FOR COMPANY DEMAND TO MAKE A CALIBRATION SERVICE QUOTATION
NCC000607 | MANOMETER | PRESSURE | WIKA | EN837-1 | N/A | N/A | N/A | N/A | SECTOR 20 | ÁREA SUPRIMENTOS (ESTOQUE 7) | REPAIR SHOP | OUT OF USE | 365 |  |  | -45079.6046 |  | EQUIPMENT TAGGED AS OUT OF SERVICE | WAITING FOR COMPANY DEMAND TO MAKE A CALIBRATION SERVICE QUOTATION
NCC000608 | MANOMETER | PRESSURE | WIKA | EN837-1 | N/A | N/A | N/A | N/A | SECTOR 20 | ÁREA SUPRIMENTOS (ESTOQUE 7) | REPAIR SHOP | OUT OF USE | 365 |  |  | -45079.6046 |  | EQUIPMENT TAGGED AS OUT OF SERVICE | WAITING FOR COMPANY DEMAND TO MAKE A CALIBRATION SERVICE QUOTATION
NCC000609 | MANOMETER | PRESSURE | RUCKEN | RMC | N/A | 0.0 TO 0.12 BAR | 0.2 BAR | N/A | SECTOR 20 | ÁREA SUPRIMENTOS (ESTOQUE 7) | ROLLS ROYCE NEW MACHINE | OUT OF USE | 365 | 2019-04-25 | 2020-04-24 | -1134.6046 |  | EQUIPMENT TAGGED AS OUT OF SERVICE | WAITING FOR COMPANY DEMAND TO MAKE A CALIBRATION SERVICE QUOTATION
NCC000610 | MANOMETER | PRESSURE | RUCKEN | RMC | 627165 | 0 TO 14 BAR | 0.2 KGF/CM² | N/A | SECTOR 20 | ÁREA SUPRIMENTOS (ESTOQUE 7) | ABRASIVE PUMP | OUT OF USE | 365 | 2015-04-10 | 2016-04-09 | -2610.6046 |  | EQUIPMENT TAGGED AS OUT OF SERVICE | WAITING FOR COMPANY DEMAND TO MAKE A CALIBRATION SERVICE QUOTATION
NCC000611 | MANOMETER | PRESSURE | RUCKEN | RMC | 627166 | 0.0 TO 14.0 BAR | 0.2 KGF/CM² | N/A | SECTOR 20 | ÁREA SUPRIMENTOS (ESTOQUE 7) | JETTING | OUT OF USE | 365 | 2015-04-10 | 2016-04-09 | -2610.6046 |  | EQUIPMENT TAGGED AS OUT OF SERVICE | WAITING FOR COMPANY DEMAND TO MAKE A CALIBRATION SERVICE QUOTATION
NCC000612 | MANOMETER | PRESSURE | RUCKEN | RMC | 617162 | 0 TO 14 BAR | 0.2 KGF/CM² | N/A | SECTOR 20 | ÁREA SUPRIMENTOS (ESTOQUE 7) | ABRASIVE VALVE | OUT OF USE | 365 | 2015-04-10 | 2016-04-09 | -2610.6046 |  | EQUIPMENT TAGGED AS OUT OF SERVICE | WAITING FOR COMPANY DEMAND TO MAKE A CALIBRATION SERVICE QUOTATION
NCC000613 | MANOMETER | PRESSURE | MICRO | N/A | N/A | 0 TO 16 BAR | 1 BAR | N/A | SECTOR 20 | ÁREA SUPRIMENTOS (ESTOQUE 7) | PRESSURE NETWORK | OUT OF USE | 365 | 2015-04-10 | 2016-04-09 | -2610.6046 |  | EQUIPMENT TAGGED AS OUT OF SERVICE | WAITING FOR COMPANY DEMAND TO MAKE A CALIBRATION SERVICE QUOTATION
NCC000615 | MANOMETER | PRESSURE | WIKA | EN837-1 | 316 | 0 - 300 PSI | 1 PSI | CALIBRAVEL\NCC000615.JPG | SECTOR 102 | BANCO DE PROVAS - T56 & PW100 | RED CART | IN USE | 182 | 2023-03-03 | 2024-03-02 | 273.3954 | MEDIÇÃO | BLUE CART NCP002817 | CALIBRATION PERFORMED
NCC000616 | MANOMETER | PRESSURE | FESTY | N/A | N/A | 0.0 TO 16.0 BAR / 0 TO 230 PSI | 0.2 BAR | N/A | SECTOR 20 | ÁREA SUPRIMENTOS (ESTOQUE 7) | WASH MANQUINE PARTS | OUT OF USE | 365 | 2017-03-23 | 2018-03-23 | -1897.6046 |  | EQUIPMENT TAGGED AS OUT OF SERVICE | WAITING FOR COMPANY DEMAND TO MAKE A CALIBRATION SERVICE QUOTATION
NCC000617 | VOLTAGE/CURRENT TRANSDUCER | ELECTRICITY | THERMA | VC 20-1G | N/A | 0 TO 30 VCC / 0 TO 10 VCC | 1 TO 30 VCC / 0 TO 10 VCC | N/A | SECTOR 20 | ÁREA SUPRIMENTOS (ESTOQUE 7) | REPAIR SHOP | OUT OF USE | 365 |  |  | -45079.6046 |  | EQUIPMENT TAGGED AS OUT OF SERVICE | WAITING FOR COMPANY DEMAND TO MAKE A CALIBRATION SERVICE QUOTATION
NCC000618 | THERMOCOUPLE PT100 | TEMPERATURE | ALUTAL | PT100 | 418382 | 0 TO 200 ° C | 1 TO 200 ° C | N/A | SECTOR 20 | ÁREA SUPRIMENTOS (ESTOQUE 7) | LOCATE | OUT OF USE | 365 | 2018-02-16 | 2019-02-16 | -1567.6046 |  | EQUIPMENT TAGGED AS OUT OF SERVICE | WAITING FOR COMPANY DEMAND TO MAKE A CALIBRATION SERVICE QUOTATION
NCC000619 | DIGITAL THERMOMETER | TEMPERSECTOR 20URE | ICEL MANAUS | TD-955 | C06061473 | - 30 TO 500 ° C | 0.1 ° C | CALIBRAVEL\NCC000619.JPG | SECTOR 20 | ÁREA SUPRIMENTOS (ESTOQUE 7) | OUT OF SERVICE EQUIPMENT ROOM | OUT OF USE | 365 |  |  | -45079.6046 |  | EQUIPMENT TAGGED AS OUT OF SERVICE | WAITING FOR COMPANY DEMAND TO MAKE A CALIBRATION SERVICE QUOTATION
NCC000620 | CARGO CELL | WEIGHT | MK CONTROL INSTRUMENTACAO LTDA | CSA/ZL-200 | 3049 | 0 TO 200 KGF | 1 TO 200 KGF | CALIBRAVEL\NCC000620.JPG | SECTOR 20 | ÁREA SUPRIMENTOS (ESTOQUE 7) | OUT OF SERVICE EQUIPMENT ROOM | OUT OF USE | 365 | 2021-12-28 | 2022-12-28 | -156.6046 | MEDIÇÃO | EQUIPMENT TAGGED AS OUT OF SERVICE | WAITING FOR COMPANY DEMAND TO MAKE A CALIBRATION SERVICE QUOTATION
NCC000621 | RUGOSYIMETER PORTABLE SURTRONIC 25 | DIMENSIONAL | TAYLOR HOBSON PRECISION | N/A | 307779 | N/A | 0.01ΜM | CALIBRAVEL\NCC000621 NCP001071.JPG | SECTOR 38 | INSPEÇÃO DE REPAROS | REPAIR INSPECTION | IN USE | 365 | 2022-10-21 | 2023-10-21 | 140.3954 | MEDIÇÃO
NCC000622 | MEDIDOR DE VAZÃO | FLOW RATE | COX INSTRUMENTS | ANC 8-4 | N/C | 0 TO 3000LB/H | 1 TO 3000LB/H | CALIBRAVEL\NCC000622.JPG | SECTOR 28 | TESTE DE COMBUSTÍVEL | FCU IAS-002 BENCH | IN USE | 365 | 2022-05-25 | 2023-05-25 | -8.6046 | FLOWMETER | BOTH IN THE FUEL TEST SECTOR AND IN THE MACHINERY ROOM SECTOR WAS CALIBRATED NEXT TO THE NCC000126 INDICATOR EQUIPMENT OPERATING PRINCIPLE: TURBINE | SALA DE TESTE DE COMBUSTIVEL
NCC000623 | MEDIDOR DE VAZÃO | FLOW RATE | COX INSTRUMENTS | ANC 8-4 | N/C | 0 TO 3000LB/H | 1 TO 3000LB/H | CALIBRAVEL\NCC000623.JPG | SECTOR 28 | TESTE DE COMBUSTÍVEL | IAS-002 BENCH | IN USE | 365 | 2022-05-25 | 2023-05-25 | -8.6046 | FLOWMETER | BOTH IN THE FUEL TEST AND IN THE MACHINE ROOM | SALA DE TESTE DE COMBUSTIVEL
NCC000624 | FLOWER METER | FLOW RATE | COX INSTRUMENTS | CPT10-NA-C-C01 | X16382 | T10.AN.CO2 | T10.AN.CO3 | CALIBRAVEL\NCC000624.JPG | AT | #N/A | EQUIPMENT AWAITING CALIBRATION STANDBY - DEVELOPMENT SECTOR EQUIPMENT WAS LOANED TO THE DEVELOPMENT SECTOR (GIOVANE SOARES) | IN USE | 365 | 2023-02-08 | 2024-02-08 | 250.3954 |  |  | NF11642
NCC000625 | COMPARSECTOR 20OR CLOCK | DIMENSIONAL | STARRETT | N/A | 25-281/5 | 0.01mm - 50mm | 0.01mm - 50mm | CALIBRAVEL\NCC000625.JPG | SECTOR 20 | ÁREA SUPRIMENTOS (ESTOQUE 7) | OUT OF SERVICE EQUIPMENT ROOM | OUT OF USE | 365 |  |  | -45079.6046 |  | EQUIPMENT TAGGED AS OUT OF SERVICE | WAITING FOR COMPANY DEMAND TO MAKE A CALIBRATION SERVICE QUOTATION
NCC000626 | PT100 SENSOR - 4 WIRES | TEMPERATURE | BADGER | XGG6 | G50603-2-005 | N/A | N/A | CALIBRAVEL\NCC000626.JPG | SECTOR 20 | ÁREA SUPRIMENTOS (ESTOQUE 7) | MACHINING ROOM | OUT OF USE | 365 | 2023-03-28 | 2024-03-28 | 299.3954 | MEDIÇÃO
NCC000627 | DIGITAL BAROMETER | PRESSURE | ZURICH | Z.10 BAROMETRO | ID/3689/11/14 | 0 - 30 INHG | 1 INHG | CALIBRAVEL\NCC000627 NCP001020.JPG | SECTOR 28 | TESTE DE COMBUSTÍVEL | FCU IAS-002 BENCH | IN USE | 365 | 2023-05-26 | 2024-05-25 | 357.3954 | MEDIÇÃO
NCC000628 | DIGITAL MANOVACUUGUUGUUGENTRO | PRESSURE | ZURICH | Z.10.B-A5 | 614991 | -50 TO 50 INHG | 0.01 INHG | CALIBRAVEL\NCC000628.JPG | SECTOR 12 | SALA LIMPA | FCU FUEL CONTROL UNIT TEST TEST, FUEL TEST | OUT OF USE | 365 | 2022-05-04 | 2023-05-04 | -29.6046 | MEDIÇÃO | EQUIPAMENTO DANIFICADO / QUEBRADO VALOR DO CONSERTO INVIAVELA PARA REPARO. | EQUIPAMENTO QUEBRADO, NÃO FOI POSSIVEL REALIZAR CALIBRAÇÃO
NCC000630 | MANOMETER | PRESSURE | WIKA | EN837-1 | 160542 | 0 - 1000 PSI | 1 - 1000 PSI | CALIBRAVEL\NCC000630.JPG |  | #N/A | 7808 NOZZLE COUNTERTOP, HYDRAULIC TEST | IN USE | 365 | 2022-08-16 | 2023-08-16 | 74.3954 |  | NOT FOUND
NCC000631 | MANOMETER | PRESSURE | WIKA | N/A | 160541 | 0 - 1000 PSI | 1 - 1000 PSI | CALIBRAVEL\NCC000631.JPG | SECTOR 22 | SALA DE TESTE DE ARTIGOS AVULSOS MI-35 | FCU BENCH | IN USE | 365 | 2022-08-16 | 2023-08-16 | 74.3954 |  | N/A
NCC000632 | GAS FLOW METER | FLOW RATE | MSS | 3GF | 2GF14150 | 0 - 251 1/MIN | 1 L/MIN | CALIBRAVEL\NCC000632.JPG | SECTOR 51 | EQUIPAMENTOS DE METALIZAÇÃO E PLASMA | METALLIZATION AND PLASMA EQUIPMENT | OUT OF USE | 365 | 2017-04-27 | 2018-04-27 | -1862.6046 | MEDIÇÃO | EQUIPMENT TAGGED AS OUT OF SERVICE | WAITING FOR COMPANY DEMAND TO MAKE A CALIBRATION SERVICE QUOTATION
NCC000633 | DEPTH | DIMENSIONAL | ALLISON | N/A | 6899957/C | 0-6 MM | 0-6 MM | CALIBRAVEL\NCC000633.JPG | SECTOR 09 | PROJETO M250 & RR300 | M250 & RR300 PROJECT | IN USE | 365 | 2023-03-27 | 2024-03-26 | 297.3954 | MEDIÇÃO | N/A | N/A | ..\CERTIFICADOS DE PÓS CALIBRAÇÃO\2023\ABRIL\NCC000633 - PAQUIMETRO DE PROFUNDIDADE ANALÔGICA.pdf
NCC000634 | FEELER CLOCK | DIMENSIONAL | MITITAYO | JJ207 | 888426 | 0-1MM | 0-1MM |  | SECTOR 20 | ÁREA SUPRIMENTOS (ESTOQUE 7) | OUT OF SERVICE EQUIPMENT ROOM | OUT OF USE | 365 |  |  | -45079.6046 |  | EQUIPMENT TAGGED AS OUT OF SERVICE | WAITING FOR COMPANY DEMAND TO MAKE A CALIBRATION SERVICE QUOTATION
NCC000636 | COMPARSECTOR 20OR CLOCK | DIMENSIONAL | MITITAYO | N/A | N/A | 0 - 0.125 " | 1 - 0.125 " | CALIBRAVEL\NCC000636.JPG | SECTOR 20 | ÁREA SUPRIMENTOS (ESTOQUE 7) | OUT OF SERVICE EQUIPMENT ROOM | OUT OF USE | 365 |  |  | -45079.6046 |  | EQUIPMENT TAGGED AS OUT OF SERVICE | WAITING FOR COMPANY DEMAND TO MAKE A CALIBRATION SERVICE QUOTATION
NCC000637 | ANALOG CLOCK | DIMENSIONAL | MITITAYO | 2046-08 | 7360 | 0 - 10MM | 1 - 10MM | CALIBRAVEL\NCC000637.JPG | SECTOR 10 | INSPEÇÃO DIMENSIONAL | DIMENSIONAL INSPECTION AREA | IN USE | 365 | 2022-06-15 | 2023-06-15 | 12.3954 | MEDIÇÃO | N/A
NCC000638 | FEELER CLOCK | DIMENSIONAL | MITITAYO | 513-401 | KHE681 | 0 TO 0.14 | 1MICRO | CALIBRAVEL\NCC000638.JPG | SECTOR 40 | USINAGEM | MACHINING | IN USE | 365 | 2022-08-16 | 2023-08-16 | 74.3954 | MEDIÇÃO | N/A
NCC000639 | MICROMETER | DIMENSIONAL | HORNY | N/A | 102560 | 0-1 " | 0-1 " | CALIBRAVEL\NCC000639.JPG | SECTOR 40 | USINAGEM | MACHINING | IN USE | 365 | 2022-08-01 | 2023-08-01 | 59.3954 | MEDIÇÃO | N/A
NCC000640 | MICROMETER | DIMENSIONAL | MITITAYO | N/A | N/A | 0.000 1,000 IN | 0.001 IN | CALIBRAVEL\NCC000640.JPG | SECTOR 10 | INSPEÇÃO DIMENSIONAL | DIMENSIONAL INSPECTION AREA | IN USE | 365 | 2022-10-31 | 2023-10-31 | 150.3954 | MEDIÇÃO | N/A
NCC000641 | EXTERNAL MICROMETER | DIMENSIONAL | MOORE WRIGHT | N/A | 103-177 | .0001 "IN | .0001 "IN | CALIBRAVEL\NCC000641.JPG | SECTOR 20 | ÁREA SUPRIMENTOS (ESTOQUE 7) | OUT OF SERVICE EQUIPMENT ROOM | OUT OF USE | 365 | 2021-03-22 | 2022-03-22 | -437.6046 |  | EQUIPMENT TAGGED AS OUT OF SERVICE | WAITING FOR COMPANY DEMAND TO MAKE A CALIBRATION SERVICE QUOTATION
NCC000643 | ANALOG THICKNESS METER | DIMENSIONAL | BATY | N/A | N/A | 0-1MM | 0-1MM | CALIBRAVEL\NCC000643.JPG | SECTOR 40 | USINAGEM | MACHINING | IN USE | 365 | 2022-07-15 | 2023-07-15 | 42.3954 | MEDIÇÃO
NCC000644 | COMPARSECTOR 20OR CLOCK | DIMENSIONAL | MERGE | TYPE 302 | N/A | 0-1MM | 0-1MM | CALIBRAVEL\NCC000644.JPG | SECTOR 20 | ÁREA SUPRIMENTOS (ESTOQUE 7) | OUT OF SERVICE EQUIPMENT ROOM | OUT OF USE | 365 |  |  | -45079.6046 |  | EQUIPMENT TAGGED AS OUT OF SERVICE | WAITING FOR COMPANY DEMAND TO MAKE A CALIBRATION SERVICE QUOTATION
NCC000645 | COMPARSECTOR 20OR CLOCK | DIMENSIONAL | MERGE | N/A | N/A | 0-0.5MM | 0-0.5MM | CALIBRAVEL\NCC000645.JPG | SECTOR 20 | ÁREA SUPRIMENTOS (ESTOQUE 7) | OUT OF SERVICE EQUIPMENT ROOM | OUT OF USE | 365 |  |  | -45079.6046 |  | EQUIPMENT TAGGED AS OUT OF SERVICE | WAITING FOR COMPANY DEMAND TO MAKE A CALIBRATION SERVICE QUOTATION
NCC000646 | COMPARATOR CLOCK | DIMENSIONAL | MITITAYO | 513-224 | 888287 | 0 - 0.70MM | 1 - 0.70MM | CALIBRAVEL\NCC000646.JPG | SECTOR 09 | PROJETO M250 & RR300 | M250 & RR300 PROJECT | IN USE | 365 | 2023-04-04 | 2024-04-03 | 305.3954 | MEDIÇÃO | N/A | N/A | ..\CERTIFICADOS DE PÓS CALIBRAÇÃO\2023\ABRIL\NCC000646 - RELÓGIO APALPADOR ANALÓGICO.pdf
NCC000647 | COMPARATOR CLOCK | DIMENSIONAL | BATY | N/A | 42 | 0.0000 TO 0.2500 " | 0.0000 TO 0.2500 " | CALIBRAVEL\NCC000647.JPG | SECTOR 07 | PROJETO PW100 | PW100 PROJECT | IN USE | 365 | 2022-06-15 | 2023-06-15 | 12.3954 | MEDIÇÃO
NCC000648 | COMPARATOR CLOCK | DIMENSIONAL | MERGE | N/A | N/A | 0 - 0.4 IN | 0.001 IN | CALIBRAVEL\NCC000648.JPG | SECTOR 09 | PROJETO M250 & RR300 | M250 & RR300 PROJECT | IN USE | 365 | 2022-06-15 | 2023-06-15 | 12.3954 | MEDIÇÃO | N/A
NCC000649 | TORQUEMETER | FORCE | SNAP-ON | 175-FU | 5056 | 0-175FTLBS | 0-175FTLBS | CALIBRAVEL\NCC000649.JPG | SECTOR 09 | PROJETO M250 & RR300 | M250 & RR300 PROJECT | IN USE | 365 | 2022-07-15 | 2023-07-15 | 42.3954 | MEDIÇÃO | EXTERNAL CALIBRATION
NCC000650 | TORQUEMETER | DIMENSIONAL | SNAP-ON | S/M | 1400 | 0 TO 230 N.M | 10 N.M | CALIBRAVEL\NCC000650.JPG | SECTOR 10 | INSPEÇÃO DIMENSIONAL | DIMENSIONAL INSPECTION AREA | IN USE | 365 | 2022-10-07 | 2023-10-07 | 126.3954 | MEDIÇÃO | N/A
NCC000651 | TORQUEMETER | DIMENSIONAL | SNAP-ON | QD1R50 | 1012082887 | 10 TO 50 IN.LB | 0.5 IN.LB | CALIBRAVEL\NCC000651.JPG | SECTOR 07 | PROJETO PW100 | PW100 PROJECT | OUT OF USE | 365 | 2023-04-01 | 2024-03-31 | 302.3954 | MEDIÇÃO | EQUIPMENT NOT FOUND | WAITING FOR COMPANY DEMAND TO MAKE A CALIBRATION SERVICE QUOTATION
NCC000652 | TORQUEMETER | DIMENSIONAL | SNAP-ON | THESI20L | 1174 | 0-30MM | 0-30MM |  | SECTOR 20 | ÁREA SUPRIMENTOS (ESTOQUE 7) | OUT OF SERVICE EQUIPMENT ROOM | OUT OF USE | 365 |  |  | -45079.6046 |  | EQUIPMENT TAGGED AS OUT OF SERVICE | WAITING FOR COMPANY DEMAND TO MAKE A CALIBRATION SERVICE QUOTATION
NCC000653 | MICROMETER | DIMENSIONAL | MITITAYO | N/A | N/A | 0-25MM | 0.001 MM | CALIBRAVEL\NCC000653.JPG | SECTOR 09 | PROJETO M250 & RR300 | M250 & RR300 PROJECT | IN USE | 365 | 2023-03-27 | 2024-03-26 | 360 | MEDIÇÃO |  |  | ..\CERTIFICADOS DE PÓS CALIBRAÇÃO\2023\ABRIL\NCC000653 - MICRÔMETRO EXTERNO ANALOGICO.pdf
NCC000654 | TORQUEMETER | DIMENSIONAL | SNAP-ON | N/A | 26174 | 0-300 IN.LB | 5 IN.LB | CALIBRAVEL\NCC000654.JPG | SECTOR 20 | ÁREA SUPRIMENTOS (ESTOQUE 7) | OUT OF SERVICE EQUIPMENT ROOM | OUT OF USE | 365 | 2020-05-27 | 2021-05-27 | -736.6046 |  | EQUIPMENT TAGGED AS OUT OF SERVICE | WAITING FOR COMPANY DEMAND TO MAKE A CALIBRATION SERVICE QUOTATION
NCC000655 | PACHYMETER | DIMENSIONAL | MITITAYO | N/A | 505637-50 | 0.0 "TO 6.0" | 6.0 TO | CALIBRAVEL\NCC000655.JPG | SECTOR 09 | PROJETO M250 & RR300 | M250 & RR300 PROJECT | IN USE | 365 | 2023-05-12 | 2024-05-11 | 343.3954 | MEDIÇÃO | N/A
NCC000656 | TORQUEMETER | DIMENSIONAL | SNAP-ON | RTR | 510013008 | 40 - 200 IN.LB | 1 IN.LB | CALIBRAVEL\NCC000656.JPG | SECTOR 07 | PROJETO PW100 | PW100 PROJECT | IN USE | 365 | 2022-08-01 | 2023-08-01 | 59.3954 | MEDIÇÃO
NCC000657 | TORQUEMETER | DIMENSIONAL | SNAP-ON | RTR | 510013054 | 40 TO 200 IN.LB | 1 IN.LB |  | SECTOR 07 | PROJETO PW100 | PW100 | IN USE | 365 | 2022-08-26 | 2023-08-26 | 84.3954
NCC000658 | INTERNAL MICROMETER | DIMENSIONAL | MITITAYO | AG102 | 700785 | 2.5-3.0 " | N/A |  | SECTOR 20 | ÁREA SUPRIMENTOS (ESTOQUE 7) | REPAIR SHOP | OUT OF USE | 365 |  |  | -45079.6046 |  | EQUIPMENT TAGGED AS OUT OF SERVICE | WAITING FOR COMPANY DEMAND TO MAKE A CALIBRATION SERVICE QUOTATION
NCC000659 | PACHYMETER | DIMENSIONAL | MITITAYO | AE104 | 7502 | 0-300MM | 0.02 MM | CALIBRAVEL\NCC000659.JPG | SECTOR 40 | USINAGEM | MACHINING | IN USE | 365 | 2022-06-15 | 2023-06-15 | 12.3954 | MEDIÇÃO | N/A
NCC000660 | COMPARSECTOR 20OR CLOCK | DIMENSIONAL | BSECTOR 20Y | YT004 | N/A | 0.01MM | 0.01MM | CALIBRAVEL\NCC000660.JPG | SECTOR 20 | ÁREA SUPRIMENTOS (ESTOQUE 7) | OUT OF SERVICE EQUIPMENT ROOM | OUT OF USE | 365 |  |  | -45079.6046 |  | EQUIPMENT TAGGED AS OUT OF SERVICE | WAITING FOR COMPANY DEMAND TO MAKE A CALIBRATION SERVICE QUOTATION
NCC000661 | COMPARSECTOR 20OR CLOCK | DIMENSIONAL | BSECTOR 20Y | YT004 | N/A | 0-8MM | 0-8MM | CALIBRAVEL\NCC000661.JPG | SECTOR 20 | ÁREA SUPRIMENTOS (ESTOQUE 7) | OUT OF SERVICE EQUIPMENT ROOM | OUT OF USE | 365 |  |  | -45079.6046 |  | EQUIPMENT TAGGED AS OUT OF SERVICE | WAITING FOR COMPANY DEMAND TO MAKE A CALIBRATION SERVICE QUOTATION
NCC000662 | COMPARSECTOR 20OR CLOCK | DIMENSIONAL | BSECTOR 20Y | YT004 | N/A | 0 - 8MM | 1 - 8MM | CALIBRAVEL\NCC000662.JPG | SECTOR 20 | ÁREA SUPRIMENTOS (ESTOQUE 7) | OUT OF SERVICE EQUIPMENT ROOM | OUT OF USE | 365 |  |  | -45079.6046 |  | EQUIPMENT TAGGED AS OUT OF SERVICE | WAITING FOR COMPANY DEMAND TO MAKE A CALIBRATION SERVICE QUOTATION
NCC000663 | COMPARSECTOR 20OR CLOCK | DIMENSIONAL | BSECTOR 20Y | YT004 | N/A | 0-1MM | 0-1MM | CALIBRAVEL\NCC000663.JPG | SECTOR 20 | ÁREA SUPRIMENTOS (ESTOQUE 7) | OUT OF SERVICE EQUIPMENT ROOM | OUT OF USE | 365 |  |  | -45079.6046 |  | EQUIPMENT TAGGED AS OUT OF SERVICE | WAITING FOR COMPANY DEMAND TO MAKE A CALIBRATION SERVICE QUOTATION
NCC000664 | COMPARSECTOR 20OR CLOCK | DIMENSIONAL | BSECTOR 20Y | YT004 | N/A | 0-8MM | 0-8MM | CALIBRAVEL\NCC000664.JPG | SECTOR 20 | ÁREA SUPRIMENTOS (ESTOQUE 7) | OUT OF SERVICE EQUIPMENT ROOM | OUT OF USE | 365 |  |  | -45079.6046 |  | EQUIPMENT TAGGED AS OUT OF SERVICE | WAITING FOR COMPANY DEMAND TO MAKE A CALIBRATION SERVICE QUOTATION
NCC000665 | TUBULAR MICROMETER | DIMENSIONAL | MITITAYO | CTS200 | 67037388 | 4.0 TO 36.0 " | 0.001 " | CALIBRAVEL\NCC000665.JPG | SECTOR 10 | INSPEÇÃO DIMENSIONAL | DIMENSIONAL INSPECTION AREA | IN USE | 365 | 2022-08-02 | 2023-08-02 | 60.3954 |  | EXTERNAL CALIBRATION
NCC000666 | MICROMETER | DIMENSIONAL | MITITAYO | EE361 | 67083431 | 4 TO 8 IN | .001 IN | CALIBRAVEL\NCC000666.JPG | SECTOR 09 | PROJETO M250 & RR300 | MOTORS - M250/RR300 | IN USE | 365 | 2022-06-15 | 2023-06-15 | 12.3954 | MEDIÇÃO | EXTERNAL CALIBRATION
NCC000667 | DIGITAL PACHYMETER | DIMENSIONAL | MITITAYO | N/A | CD-6 "CS-B | 0.0 "TO 6.0" | N/A | CALIBRAVEL\NCC000667.JPG | SECTOR 40 | USINAGEM | DOC DIM | OUT OF USE | 365 | 2022-06-15 | 2023-06-15 | 12.3954 | MEDIÇÃO | NOT FOUND IN INSPECTION | NOT FOUND IN INSPECTION
NCC000668 | DEPTH MICROMETER | DIMENSIONAL | MITITAYO | C115 | 928067 | 0 TO 6 IN | 0.001 IN |  | SECTOR 09 | PROJETO M250 & RR300 | MAINTENANCE ARTICLE M250 SERIES | IN USE | 365 | 2022-11-30 | 2023-11-30 | 180.3954 | MEDIÇÃO
NCC000669 | COMPARSECTOR 20OR CLOCK | DIMENSIONAL | MITITAYO | N/A | GWE731/645056 | 0.0000 TO 0.0500 " | 01 " | CALIBRAVEL\NCC000669.JPG | SECTOR 20 | ÁREA SUPRIMENTOS (ESTOQUE 7) | OUT OF SERVICE EQUIPMENT ROOM | OUT OF USE | 365 | 2021-11-05 | 2022-11-05 | -209.6046 | MEDIÇÃO | EQUIPMENT TAGGED AS OUT OF SERVICE | WAITING FOR COMPANY DEMAND TO MAKE A CALIBRATION SERVICE QUOTATION
NCC000669-1 | INTERNAL DIAMETER COMPARSECTOR 20OR | DIMENSIONAL | MITITAYO | 511-307 | 645056 | N/A | N/A | CALIBRAVEL\NCC000669 1.JPG | SECTOR 20 | ÁREA SUPRIMENTOS (ESTOQUE 7) | OUT OF SERVICE EQUIPMENT ROOM | OUT OF USE | 365 | 2021-11-05 | 2022-11-05 | -209.6046 | MEDIÇÃO | EQUIPMENT TAGGED AS OUT OF SERVICE | WAITING FOR COMPANY DEMAND TO MAKE A CALIBRATION SERVICE QUOTATION
NCC000670 | DEPTH MICROMETER | DIMENSIONAL | MITITAYO | CC14I | 622042 | 0 TO 1 IN | 0.001 IN |  | SECTOR 09 | PROJETO M250 & RR300 | M250 / RR300 | IN USE | 365 | 2022-10-31 | 2023-10-31 | 150.3954 |  | N/A
NCC000671 | INTERNAL MICROMETER | DIMENSIONAL | MITITAYO | 9725W | 19145 | 2.4 TO 2.8 IN | 0.002 IN | CALIBRAVEL\NCC000671.JPG | SECTOR 09 | PROJETO M250 & RR300 | M250 MOTORS WORKSHOP | IN USE | 365 | 2022-10-10 | 2023-10-10 | 129.3954 |  | N/A | UNDER MAINTENANCE
NCC000672 | INTERNAL MICROMETER | DIMENSIONAL | MITITAYO | 97254W | 830586 | 1.2 TO 1.6 IN | 0.002 IN | CALIBRAVEL\NCC000672.JPG | SECTOR 09 | PROJETO M250 & RR300 | M250 MOTORS WORKSHOP | IN USE | 365 | 2022-10-10 | 2023-10-10 | 129.3954
NCC000673 | INTERNAL MICROMETER | DIMENSIONAL | MITITAYO | 9720W | 308734 | 1.6 TO 2.0 IN | 0.002 IN | CALIBRAVEL\NCC000673.JPG | SECTOR 09 | PROJETO M250 & RR300 | M250 MOTORS WORKSHOP | IN USE | 365 | 2022-10-10 | 2023-10-10 | 129.3954 | MEDIÇÃO | 3 -POINTED
NCC000674 | COMPARATOR CLOCK | DIMENSIONAL | BATY | N/A | N/A | 0 TO 1 MM | 0.0 1 MM |  | SECTOR 20 | ÁREA SUPRIMENTOS (ESTOQUE 7) | DIMENSIONAL INSPECTION | OUT OF USE | 365 | 2019-04-05 | 2020-04-04 | -1154.6046 |  | EQUIPMENT TAGGED AS OUT OF SERVICE | WAITING FOR COMPANY DEMAND TO MAKE A CALIBRATION SERVICE QUOTATION
NCC000675 | PACHYMETER | DIMENSIONAL | MITITAYO | N/A | N/A | 0 "A 6" | 0 "A 6" | CALIBRAVEL\NCC000675.JPG | SECTOR 38 | INSPEÇÃO DE REPAROS | REPAIR INSPECTION | IN USE | 365 | 2022-10-31 | 2023-10-31 | 150.3954 | MEDIÇÃO | EQUIPMENT WITH LUIZ (DESIGNER)
NCC000676 | INTERNAL MICROMETER | DIMENSIONAL | MITITAYO | N/A | 820750 | 1.0 TO 1.2 IN | 0.002 IN | CALIBRAVEL\NCC000676.JPG | SECTOR 09 | PROJETO M250 & RR300 | M250 MOTORS WORKSHOP | IN USE | 365 | 2022-10-10 | 2023-10-10 | 129.3954
NCC000678 | TORQUEMETER | DIMENSIONAL | SNAP-ON | 12-FLOW | 10994 | 0-150 LB.IN | 2.5 LB.IN | CALIBRAVEL\NCC000678.JPG | SECTOR 09 | PROJETO M250 & RR300 | M250 MOTORS WORKSHOP | OUT OF USE | 365 | 2023-04-04 | 2024-04-03 | 305.3954 | MEDIÇÃO
NCC000679 | TORQUEMETER | DIMENSIONAL | SNAP-ON | N/A | 26174 | 0-300INLB | 0-300INLB |  | SECTOR 20 | ÁREA SUPRIMENTOS (ESTOQUE 7) | OUT OF SERVICE EQUIPMENT ROOM | OUT OF USE | 365 |  |  | -45079.6046 |  | EQUIPMENT TAGGED AS OUT OF SERVICE | WAITING FOR COMPANY DEMAND TO MAKE A CALIBRATION SERVICE QUOTATION
NCC000680 | EXTERNAL MICROMETER | DIMENSIONAL | MITITAYO | 193-211 | 7057668 | 0 TO 1 " | 0.0001 " | CALIBRAVEL\NCC000680.JPG | SECTOR 07 | PROJETO PW100 | PW100 PROJECT | IN USE | 365 | 2023-03-27 | 2024-03-26 | 297.3954 | MEDIÇÃO | N/A | N/A | ..\CERTIFICADOS DE PÓS CALIBRAÇÃO\2023\ABRIL\NCC000680 - MICRÔMETRO EXTERNO ANALÓGICO.pdf
NCC000681 | COMPARATOR CLOCK | DIMENSIONAL | BATY | D6 | N/A | 0-08MM | 0.01 MM | CALIBRAVEL\NCC000681.JPG | SECTOR 20 | ÁREA SUPRIMENTOS (ESTOQUE 7) | DIMENSIONAL INSPECTION AREA | OUT OF USE | 365 | 2021-06-28 | 2022-06-28 | -339.6046 |  | EQUIPMENT TAGGED AS OUT OF SERVICE | WAITING FOR COMPANY DEMAND TO MAKE A CALIBRATION SERVICE QUOTATION
NCC000682 | COMPARATOR CLOCK | DIMENSIONAL | MITITAYO | 2416F10 | 908663 | 0 - 1 " | 0.001 " | CALIBRAVEL\NCC000682.JPG | SECTOR 07 | PROJETO PW100 | PW100 PROJECT | IN USE | 365 | 2023-04-04 | 2024-04-03 | 305.3954 | MEDIÇÃO | N/A | N/A | ..\CERTIFICADOS DE PÓS CALIBRAÇÃO\2023\ABRIL\NCC000682 - RELÓGIO COMPARADOR ANALÓGICO.pdf
NCC000683 | COMPARSECTOR 20OR CLOCK | DIMENSIONAL | MITITAYO | 2046F | N/A | 0 - 0.10 " | N/A | CALIBRAVEL\NCC000683.JPG | SECTOR 20 | ÁREA SUPRIMENTOS (ESTOQUE 7) | OUT OF SERVICE EQUIPMENT ROOM | OUT OF USE | 365 |  |  | -45079.6046 |  | EQUIPMENT TAGGED AS OUT OF SERVICE | WAITING FOR COMPANY DEMAND TO MAKE A CALIBRATION SERVICE QUOTATION
NCC000684 | COMPARSECTOR 20OR CLOCK | DIMENSIONAL | MITITAYO | N/A | 154310 | 0 - 1 IN | 0.001 IN | CALIBRAVEL\NCC000684.JPG | SECTOR 20 | ÁREA SUPRIMENTOS (ESTOQUE 7) | OUT OF SERVICE EQUIPMENT ROOM | OUT OF USE | 365 | 2020-02-27 | 2021-02-26 | -826.6046 |  | EQUIPMENT TAGGED AS OUT OF SERVICE | WAITING FOR COMPANY DEMAND TO MAKE A CALIBRATION SERVICE QUOTATION
NCC000685 | COMPARATOR CLOCK | DIMENSIONAL | BATY | N/A | N/A | 0 TO 0.25 IN | 0.0001 IN | CALIBRAVEL\NCC000685.JPG | SECTOR 10 | INSPEÇÃO DIMENSIONAL | DIMENSIONAL INSPECTION AREA | IN USE | 365 | 2022-06-17 | 2023-06-17 | 14.3954 |  | N/A
NCC000686 | FEELER CLOCK | DIMENSIONAL | MITITAYO | 513-401 | 827728 | 0 TO 0.03 IN | 0.0005 IN | CALIBRAVEL\NCC000686.JPG | SECTOR 09 | PROJETO M250 & RR300 | M250 MOTORS WORKSHOP | IN USE | 365 | 2022-08-13 | 2023-08-13 | 71.3954 | MEDIÇÃO | N/A | NF11595
NCC000687 | MICROMETER | DIMENSIONAL | MITITAYO | N/A | N/A | 2 TO 3 IN | 0.0001 IN | CALIBRAVEL\NCC000687.JPG | SECTOR 09 | PROJETO M250 & RR300 | M250 & RR300 PROJECT | IN USE | 365 | 2022-06-15 | 2023-06-15 | 12.3954 |  | IN THE SECTOR
NCC000688 | PACHYMETER | DIMENSIONAL | MITITAYO | N/A | 505-646-50 | 0-150MM | 0-150MM | CALIBRAVEL\NCC000688.JPG | SECTOR 20 | ÁREA SUPRIMENTOS (ESTOQUE 7) | OUT OF SERVICE EQUIPMENT ROOM | OUT OF USE | 365 | 2021-03-22 | 2022-03-22 | -437.6046 |  | EQUIPMENT TAGGED AS OUT OF SERVICE | WAITING FOR COMPANY DEMAND TO MAKE A CALIBRATION SERVICE QUOTATION
NCC000689 | TORQUEMETER | DIMENSIONAL | SNAP-ON | TE25FUA | 3177 | 0 TO 3200 N.CM | 50 N.CM | CALIBRAVEL\NCC000689.JPG | SECTOR 09 | PROJETO M250 & RR300 | M250 MOTORS WORKSHOP | IN USE | 365 | 2022-10-07 | 2023-10-07 | 126.3954 | MEDIÇÃO | IN THE SECTOR
NCC000690 | MICROMETER | DIMENSIONAL | MITITAYO | N/A | N/A | 1 TO 2 IN | 0.0001 IN | CALIBRAVEL\NCC000690.JPG | SECTOR 09 | PROJETO M250 & RR300 | M250 MOTORS WORKSHOP | IN USE | 365 | 2022-06-15 | 2023-06-15 | 12.3954 | MEDIÇÃO | IN THE SECTOR
NCC000691 | DEPTH | DIMENSIONAL | MITITAYO | ANALOGICO | N/A | 0 TO 300MM | 0.05 MM | CALIBRAVEL\NCC000691.JPG | SECTOR 20 | ÁREA SUPRIMENTOS (ESTOQUE 7) | OUT OF SERVICE EQUIPMENT ROOM | OUT OF USE | 365 | 2021-08-16 | 2022-08-16 | -290.6046 | MEDIÇÃO | EQUIPMENT TAGGED AS OUT OF SERVICE | WAITING FOR COMPANY DEMAND TO MAKE A CALIBRATION SERVICE QUOTATION
NCC000692 | DEPTH | DIMENSIONAL | ALLISON | ANALOGICO | 6899957 | 27.50 - 70MM | N/A | CALIBRAVEL\NCC000692.JPG | SECTOR 09 | PROJETO M250 & RR300 | M250 & RR300 PROJECT | IN USE | 365 | 2022-06-15 | 2023-06-15 | 12.3954 | MEDIÇÃO | IN THE SECTOR
NCC000693 | INTERNAL MICROMETER | DIMENSIONAL | STARRETT | ANALOGICO | 531 | 3.4 TO 4.0 IN | 0.001 IN | CALIBRAVEL\NCC000693.JPG | SECTOR 09 | PROJETO M250 & RR300 | M250 & RR300 PROJECT | IN USE | 365 | 2022-06-29 | 2023-06-29 | 26.3954 | MEDIÇÃO | 3 -POINTED EXTERNAL CALIBRATION | IT WAS CALIBRATED. WATERING REPORT.
NCC000694 | INTERNAL MICROMETER | DIMENSIONAL | MITITAYO | N/A | 11732 | 2.8 TO 3.2 IN | 0.002 IN | CALIBRAVEL\NCC000694.JPG | SECTOR 09 | PROJETO M250 & RR300 | M250 & RR300 PROJECT | IN USE | 365 | 2022-10-10 | 2023-10-10 | 129.3954 | MEDIÇÃO | IN THE SECTOR
NCC000695 | INTERNAL MICROMETER | DIMENSIONAL | MITITAYO | 3NBU | J1 60687 | 2.0 TO 2.4 " | 0.0002 " | CALIBRAVEL\NCC000695.JPG | SECTOR 09 | PROJETO M250 & RR300 | M250 & RR300 PROJECT | IN USE | 365 | 2022-10-10 | 2023-10-10 | 129.3954 | MEDIÇÃO | IN THE SECTOR
NCC000696 | EXTERNAL MICROMETER | DIMENSIONAL | MICROMASTER | N/A | 8K003801 | 25 - 50MM | 01 MM | CALIBRAVEL\NCC000696.JPG | SECTOR 20 | ÁREA SUPRIMENTOS (ESTOQUE 7) | OUT OF SERVICE EQUIPMENT ROOM | OUT OF USE | 365 | 2021-06-29 | 2022-06-29 | -338.6046 |  | EQUIPMENT TAGGED AS OUT OF SERVICE | WAITING FOR COMPANY DEMAND TO MAKE A CALIBRATION SERVICE QUOTATION
NCC000697 | MICROMETER | DIMENSIONAL | N/A | N/A | 53478 | 08-1.0 | 08-1.0m | CALIBRAVEL\NCC000697.JPG | SECTOR 09 | PROJETO M250 & RR300 | M250 MOTORS WORKSHOP | IN USE | 365 | 2022-10-10 | 2023-10-10 | 129.3954 | MEDIÇÃO | IN THE SECTOR
NCC000698 | 3 -POINTED INTERNAL MICROMETER | DIMENSIONAL | MITITAYO | N/A | B1826 | 1.6 TO 2.0 IN | 0.0002 " | CALIBRAVEL\NCC000698.JPG | SECTOR 09 | PROJETO M250 & RR300 | M250/RR300 ENGINES | IN USE | 365 | 2022-08-08 | 2023-08-08 | 66.3954 |  | EXTERNAL CALIBRATION
NCC000699 | DIGITAL PACHYMETER | DIMENSIONAL | MITITAYO | 550-241-10 | N/A | 0 TO 150 MM | 0.01MM | CALIBRAVEL\NCC000699.JPG | SECTOR 12 | SALA LIMPA | CLEAN ROOM | IN USE | 365 | 2022-08-16 | 2023-08-16 | 74.3954 |  | N/A
NCC000700 | INTERNAL MICROMETER (3 STEMS) | DIMENSIONAL | ETALON | N/A | 7G 322378 | 125 TO 150MM | 0.01 MM | CALIBRAVEL\NCC000700.JPG | SECTOR 10 | INSPEÇÃO DIMENSIONAL | DIMENSIONAL INSPECTION AREA | IN USE | 365 | 2022-10-04 | 2023-10-04 | 123.3954
NCC000701 | MICROMETER | DIMENSIONAL | MITITAYO | 483 | 9432 | 4 TO 8 IN | .001 IN | CALIBRAVEL\NCC000701.JPG | SECTOR 10 | INSPEÇÃO DIMENSIONAL | DIMENSIONAL INSPECTION AREA | IN USE | 365 | 2022-07-28 | 2023-07-28 | 55.3954 |  | EXTERNAL CALIBRATION
NCC000702 | DEPTH MICROMETER (4 STEMS) | DIMENSIONAL | HORNY | N/A | N/A | 0 TO 6 IN | 0.001 IN | CALIBRAVEL\NCC000702.JPG | SECTOR 09 | PROJETO M250 & RR300 | M250 & RR300 PROJECT | IN USE | 365 | 2022-08-03 | 2023-08-03 | 61.3954 |  | EXTERNAL CALIBRATION
NCC000703 | TORQUEMETER | DIMENSIONAL | SNAP-ON | 98337 | 109006290 | 10 TO 50 LBF.IN | 0.5 IBF.IN | CALIBRAVEL\NCC000703.JPG | SECTOR 09 | PROJETO M250 & RR300 | M250 & RR300 PROJECT | IN USE | 365 | 2022-10-07 | 2023-10-07 | 126.3954 | MEDIÇÃO | NOT FOUND | NOT FOUND
NCC000704 | DIGITAL PACHYMETER | DIMENSIONAL | MITITAYO | N/A | 3242 | 0 TO 300 MM | 0.01 MM | CALIBRAVEL\NCC000704.JPG | SECTOR 09 | PROJETO M250 & RR300 | M250 & RR300 PROJECT | IN USE | 365 | 2022-06-15 | 2023-06-15 | 12.3954 | MEDIÇÃO | IN THE SECTOR
NCC000705 | DEPTH MICROMETER (5 STEMS) | DIMENSIONAL | MITITAYO | TUBULAR 5 ASTES | N/A | N/A | N/A | CALIBRAVEL\NCC000705.JPG | SECTOR 20 | ÁREA SUPRIMENTOS (ESTOQUE 7) | OUT OF SERVICE EQUIPMENT ROOM | OUT OF USE | 365 |  |  | -45079.6046 |  | EQUIPMENT TAGGED AS OUT OF SERVICE | WAITING FOR COMPANY DEMAND TO MAKE A CALIBRATION SERVICE QUOTATION
NCC000706 | MICROMETER | DIMENSIONAL | MITITAYO | N/A | 9145312 | 0-25MM | 0-25MM | CALIBRAVEL\NCC000706.JPG | SECTOR 20 | ÁREA SUPRIMENTOS (ESTOQUE 7) | OUT OF SERVICE EQUIPMENT ROOM | OUT OF USE | 365 | 2021-06-29 | 2022-06-29 | -338.6046 |  | EQUIPMENT TAGGED AS OUT OF SERVICE | WAITING FOR COMPANY DEMAND TO MAKE A CALIBRATION SERVICE QUOTATION
NCC000707 | DIGITAL PACHYMETER | DIMENSIONAL | MITITAYO | N/A | 15577 | 0-300MM | 0-300MM | CALIBRAVEL\NCC000707.JPG | SECTOR 07 | PROJETO PW100 | DIMENSIONAL INSPECTION | IN USE | 365 | 2023-04-04 | 2024-04-03 | 305.3954 | MEDIÇÃO | N/A | N/A | ..\CERTIFICADOS DE PÓS CALIBRAÇÃO\2023\ABRIL\NCC000707 - PAQUÍMETRO DE PROFUNDIDADE DIGITAL.pdf
NCC000708 | PACHYMETER | DIMENSIONAL | STARRETT | 123 | N/A | 0 - 350MM | 0.02 MM | CALIBRAVEL\NCC000708.JPG | SECTOR 09 | PROJETO M250 & RR300 | M250 & RR300 PROJECT | IN USE | 365 | 2023-04-04 | 2024-04-03 | 305.3954 | MEDIÇÃO | N/A | N/A | ..\CERTIFICADOS DE PÓS CALIBRAÇÃO\2023\ABRIL\NCC000708 - PAQUÍMETRO ANALÓGICO.pdf
NCC000709 | INTERCHANGEABLE MICROMETER (5 STEMS) | DIMENSIONAL | MITITAYO | N/A | 104-135 | 0 - 150MM | 0.01MM | CALIBRAVEL\NCC000709.JPG | SECTOR 40 | USINAGEM | MACHINING | IN USE | 365 | 2022-08-02 | 2023-08-02 | 60.3954 |  | EXTERNAL CALIBRATION
NCC000710 | MICROMETER (3HASTS) | DIMENSIONAL | MITITAYO | AJ313 | N/A | 8 TO 12 IN | .001 IN | CALIBRAVEL\NCC000710.JPG | SECTOR 09 | PROJETO M250 & RR300 | M250 & RR300 PROJECT | IN USE | 365 | 2022-07-15 | 2023-07-15 | 42.3954 | MEDIÇÃO | IN THE SECTOR
NCC000711 | TUBULAR MICROMETER | DIMENSIONAL | MITITAYO | N/A | 67037388 | 0 TO 283 MM | N/A | CALIBRAVEL\NCC000711.JPG | SECTOR 09 | PROJETO M250 & RR300 | M250 & RR300 PROJECT | IN USE | 365 | 2022-09-02 | 2023-09-02 | 91.3954 | MEDIÇÃO | NOT FOUND
NCC000712 | COMPARATOR CLOCK | DIMENSIONAL | MITITAYO | 2923S-10 | JRC367 / 29719521 | 0.0000 TO 0.0500 " | 0.0001 " | CALIBRAVEL\NCC000712.JPG | SECTOR 10 | INSPEÇÃO DIMENSIONAL | DIMENSIONAL INSPECTION AREA | IN USE | 365 | 2022-08-29 | 2023-08-29 | 87.3954
NCC000713 | INTERCHANGEABLE MICROMETER (6 STEMS) | DIMENSIONAL | MITITAYO | N/A | N/A | 1 TO 6 IN | 0.001 IN | CALIBRAVEL\NCC000713.JPG | SECTOR 09 | PROJETO M250 & RR300 | M250 & RR300 PROJECT | IN USE | 365 | 2022-07-15 | 2023-07-15 | 42.3954 | MEDIÇÃO | IN THE SECTOR
NCC000714 | TORQUEMETER | DIMENSIONAL | SNAP-ON | FTW | 809111403 | 1.5-15INLB | N/A |  | SECTOR 20 | ÁREA SUPRIMENTOS (ESTOQUE 7) | OUT OF SERVICE EQUIPMENT ROOM | OUT OF USE | 365 |  |  | -45079.6046 |  | EQUIPMENT TAGGED AS OUT OF SERVICE | WAITING FOR COMPANY DEMAND TO MAKE A CALIBRATION SERVICE QUOTATION
NCC000715 | DIGITAL DEPTH MICROMETER (6 STEMS) | DIMENSIONAL | MITITAYO | N/A | N/A | 0 - 150MM | 0.001MM | CALIBRAVEL\NCC000715.JPG | SECTOR 20 | ÁREA SUPRIMENTOS (ESTOQUE 7) | OUT OF SERVICE EQUIPMENT ROOM | OUT OF USE | 365 | 2021-07-12 | 2022-07-12 | -325.6046 |  | EQUIPMENT TAGGED AS OUT OF SERVICE | WAITING FOR COMPANY DEMAND TO MAKE A CALIBRATION SERVICE QUOTATION
NCC000716 | DEPTH MICROMETER (4 STEMS) | DIMENSIONAL | MITITAYO | N/A | N/A | 0 TO 4 " | 0.001 " | CALIBRAVEL\NCC000716.JPG | SECTOR 10 | INSPEÇÃO DIMENSIONAL | DIMENSIONAL INSPECTION AREA | IN USE | 365 | 2022-10-07 | 2023-10-07 | 126.3954
NCC000717 | LASER THERMOMETER | TEMPERATURE | MINIPA | MT-360 | MT360002250 | - 30 ° C TO 550 ° C | N/A | CALIBRAVEL\NCC000717.JPG | SECTOR 09 | PROJETO M250 & RR300 | M250 & RR300 PROJECT | IN USE | 365 | 2023-03-28 | 2024-03-27 | 298.3954 | MEDIÇÃO |  |  | ..\CERTIFICADOS DE PÓS CALIBRAÇÃO\2023\ABRIL\NCC000717 - TERMÔMETRO LASER.pdf
NCC000718 | INTERCHANGEABLE MICROMETER (4 RODS) | DIMENSIONAL | MITITAYO | N/A | 6045852 | 0 TO 4 " | 0.001 " | CALIBRAVEL\NCC000718.JPG | SECTOR 20 | ÁREA SUPRIMENTOS (ESTOQUE 7) | OUT OF SERVICE EQUIPMENT ROOM | OUT OF USE | 365 | 2021-06-28 | 2022-06-28 | -339.6046 |  | EQUIPMENT TAGGED AS OUT OF SERVICE | WAITING FOR COMPANY DEMAND TO MAKE A CALIBRATION SERVICE QUOTATION
NCC000719 | TORQUEMETER | DIMENSIONAL | MHH | MHH | A2983 | 10 - 240 LBF -IN | N/A | CALIBRAVEL\NCC000719.JPG | SECTOR 20 | ÁREA SUPRIMENTOS (ESTOQUE 7) | OUT OF SERVICE EQUIPMENT ROOM | OUT OF USE | 365 |  |  | -45079.6046 |  | EQUIPMENT TAGGED AS OUT OF SERVICE | WAITING FOR COMPANY DEMAND TO MAKE A CALIBRATION SERVICE QUOTATION
NCC000720 | DIGITAL DEPTH MICROMETER (3 STEMS) | DIMENSIONAL | SWISS | N/A | 3V243801 | 0 - 90MM | N/A | JT | SECTOR 10 | INSPEÇÃO DIMENSIONAL | DIMENSIONAL INSPECTION AREA | IN USE | 365 | 2022-11-30 | 2023-11-30 | 180.3954 | MEDIÇÃO | N/A
NCC000721 | DEPTH MICROMETER | DIMENSIONAL | PANTEC | N/A | 60232195 | 0.000 TO 150,000 MM | 0.001 MM | CALIBRAVEL\NCC000721.JPG | SECTOR 20 | ÁREA SUPRIMENTOS (ESTOQUE 7) | OUT OF SERVICE EQUIPMENT ROOM | OUT OF USE | 365 | 2020-07-28 | 2021-07-28 | -674.6046 | MEDIÇÃO | EQUIPMENT TAGGED AS OUT OF SERVICE | WAITING FOR COMPANY DEMAND TO MAKE A CALIBRATION SERVICE QUOTATION
NCC000722 | TUBULAR MICROMETER | DIMENSIONAL | MITITAYO | JT | N/A | 2 TO 19.5 IN | 0.0001 IN | CALIBRAVEL\NCC000722.JPG | SECTOR 09 | PROJETO M250 & RR300 | M250 & RR300 PROJECT | IN USE | 365 | 2022-08-08 | 2023-08-08 | 66.3954 | MEDIÇÃO |  |  | ..\CERTIFICADOS DE PÓS CALIBRAÇÃO\2023\MARÇO\NCC000722 - MICROMETRO TUBULAR ANALOGICO.pdf
NCC000723 | DEPTH MICROMETER (5 STEMS) | DIMENSIONAL | N/A | N/A | 122881 | 0.0MM TO 150.0MM | 0.0MM TO 150.0MM | CALIBRAVEL\NCC000723.JPG | SECTOR 20 | ÁREA SUPRIMENTOS (ESTOQUE 7) | OUT OF SERVICE EQUIPMENT ROOM | OUT OF USE | 365 |  |  | -45079.6046 |  | EQUIPMENT TAGGED AS OUT OF SERVICE | WAITING FOR COMPANY DEMAND TO MAKE A CALIBRATION SERVICE QUOTATION
NCC000724 | COMPARSECTOR 20OR CLOCK | DIMENSIONAL | JOHN BULL | N/A | N/A | 0 - 6MM | 1 - 6MM | CALIBRAVEL\NCC000724.JPG | SECTOR 20 | ÁREA SUPRIMENTOS (ESTOQUE 7) | OUT OF SERVICE EQUIPMENT ROOM | OUT OF USE | 365 |  |  | -45079.6046 |  | EQUIPMENT TAGGED AS OUT OF SERVICE | WAITING FOR COMPANY DEMAND TO MAKE A CALIBRATION SERVICE QUOTATION
NCC000725 | BOROSCOPE | ELECTRICITY | GE | N/A | N/A | N/A | N/A | CALIBRAVEL\NCC000725.JPG | SECTOR 20 | ÁREA SUPRIMENTOS (ESTOQUE 7) | ENGINEERING | OUT OF USE | 365 |  |  | -45079.6046 |  | EQUIPMENT TAGGED AS OUT OF SERVICE | WAITING FOR COMPANY DEMAND TO MAKE A CALIBRATION SERVICE QUOTATION
NCC000726 | TALL | DIMENSIONAL | HORNY | N/A | 8H049 | 0 - 350,000 MM | N/A | CALIBRAVEL\NCC000726.JPG | SECTOR 10 | INSPEÇÃO DIMENSIONAL | DIMENSIONAL INSPECTION AREA | IN USE | 365 | 2022-12-01 | 2023-12-01 | 181.3954 | MEDIÇÃO | N/A
NCC000727 | CARGO CELL | WEIGHT | MK CONTROL INSTRUMENTACAO LTDA | CSL/ZL-500 | N/A | 0 TO 500 KGF | 0.01 KGF | CALIBRAVEL\NCC000727.JPG | SECTOR 20 | ÁREA SUPRIMENTOS (ESTOQUE 7) | OUT OF SERVICE EQUIPMENT ROOM | OUT OF USE | 365 | 2021-06-01 | 2022-06-01 | -366.6046 |  | EQUIPMENT TAGGED AS OUT OF SERVICE | WAITING FOR COMPANY DEMAND TO MAKE A CALIBRATION SERVICE QUOTATION
NCC000728 | DIGITAL MICROMETER | DIMENSIONAL | MITITAYO | N/A | 700672 | 2.5 TO 3.0 " | 2.5 TO 3.0 " | CALIBRAVEL\NCC000728.JPG | SECTOR 10 | INSPEÇÃO DIMENSIONAL | OUT OF SERVICE EQUIPMENT ROOM | IN USE | 365 | 2022-08-03 | 2023-08-03 | 61.3954 | MEDIÇÃO | 3 EXTERNAL CALIBRATION | OUT OF SERVICE ROOM
NCC000729 | PRESSURE TRANSMITTER | PRESSURE | DRUCK | PTX-20/35WL | 1120809 | - 1.5 TO + 1.5 PSID | - 1.5 TO + 1.5 PSID | CALIBRAVEL\NCC000729.JPG | SECTOR 20 | ÁREA SUPRIMENTOS (ESTOQUE 7) | OUT OF SERVICE EQUIPMENT ROOM | OUT OF USE | 365 |  |  | -45079.6046 |  | EQUIPMENT TAGGED AS OUT OF SERVICE | WAITING FOR COMPANY DEMAND TO MAKE A CALIBRATION SERVICE QUOTATION
NCC000730 | PRESSURE TRANSMITTER | PRESSURE | DRUCK | PTX120/35WL | 1221709 | - 1.5 TO + 1.5 PSID | - 1.5 TO + 1.5 PSID | CALIBRAVEL\NCC000730.JPG | SECTOR 20 | ÁREA SUPRIMENTOS (ESTOQUE 7) | OUT OF SERVICE EQUIPMENT ROOM | OUT OF USE | 365 |  |  | -45079.6046 |  | EQUIPMENT TAGGED AS OUT OF SERVICE | WAITING FOR COMPANY DEMAND TO MAKE A CALIBRATION SERVICE QUOTATION
NCC000732 | PRESSURE TRANSMITTER (PRESSURE MESH) | PRESSURE | DRUCK | PTX510 | 1042448KF | 0 - 150 PSIG | 1 - 150 PSIG | CALIBRAVEL\NCC000732.JPG | SECTOR 88 | BANCO DE PROVAS - M250 & RR300 | MAIN OIL PRESSURE | IN USE | 182 | 2022-07-01 | 2023-07-01 | 28.3954 |  | READING CARRIED OUT IN LEODAS SOFTWARE - CH43 IAS Q132
NCC000735 | PRESSURE TRANSMITTER | PRESSURE | DRUCK | PTX120/35WL | 1040300KE | 0 mA - 20mA | 1 mA - 20mA | CALIBRAVEL\NCC000735.JPG | SECTOR 20 | ÁREA SUPRIMENTOS (ESTOQUE 7) | OUT OF SERVICE EQUIPMENT ROOM | OUT OF USE | 365 |  |  | -45079.6046 |  | EQUIPMENT TAGGED AS OUT OF SERVICE | WAITING FOR COMPANY DEMAND TO MAKE A CALIBRATION SERVICE QUOTATION
NCC000736 | PRESSURE TRANSMITTER | PRESSURE | DRUCK | PTX120/35WL | 1023623KD | 0 - 10 PSIG | 1 - 10 PSIG | CALIBRAVEL\NCC000736.JPG | SECTOR 20 | ÁREA SUPRIMENTOS (ESTOQUE 7) | OUT OF SERVICE EQUIPMENT ROOM | OUT OF USE | 365 |  |  | -45079.6046 |  | EQUIPMENT TAGGED AS OUT OF SERVICE | WAITING FOR COMPANY DEMAND TO MAKE A CALIBRATION SERVICE QUOTATION
NCC000738 | PRESSURE TRANSMITTER | PRESSURE | DRUCK | PTX120/35WL | 1207234 | -1.5 TO + 1.5 PSIG | -1.5 TO + 1.5 PSIG | CALIBRAVEL\NCC000738.JPG | SECTOR 20 | ÁREA SUPRIMENTOS (ESTOQUE 7) | OUT OF SERVICE EQUIPMENT ROOM | OUT OF USE | 365 |  |  | -45079.6046 |  | EQUIPMENT TAGGED AS OUT OF SERVICE | WAITING FOR COMPANY DEMAND TO MAKE A CALIBRATION SERVICE QUOTATION
NCC000741 | PRESSURE TRANSMITTER | PRESSURE | PRESSURE TRANSDUCER | PTX 510 | 1111528LA | 0 - 15 PSIA | 0 - 15 PSIA | CALIBRAVEL\NCC000741.JPG | SECTOR 20 | ÁREA SUPRIMENTOS (ESTOQUE 7) | OUT OF SERVICE EQUIPMENT ROOM | OUT OF USE | 365 |  |  | -45079.6046 |  | EQUIPMENT TAGGED AS OUT OF SERVICE | WAITING FOR COMPANY DEMAND TO MAKE A CALIBRATION SERVICE QUOTATION
NCC000742/NCC000877 | TYPE J THERMOCOUPLE | TEMPERATURE | OMEGA | TYPE J | TP772 | 50 - 160 ± 0.1 ° F | 50 - 160 ± 0.1 ° F | CALIBRAVEL\NCC000877.JPG | SECTOR 88 | BANCO DE PROVAS - M250 & RR300 | CIT 1 | OUT OF USE | 182 | 2022-12-06 | 2023-06-06 | 3.3954 | MEDIÇÃO
NCC000743 | TYPE J THERMOCOUPLE | TEMPERATURE | OMEGA | TYPE J | TP775 | 50 - 572 ± 0.1 ° F | 0 TO 1200 ° C |  | SECTOR 20 | ÁREA SUPRIMENTOS (ESTOQUE 7) | RIGHT -SIDE DYNAMOMETRO AXIS TEMPERATURE | OUT OF USE | 365 | 2019-09-30 | 2020-09-29 | -976.6046 |  | EQUIPMENT TAGGED AS OUT OF SERVICE | WAITING FOR COMPANY DEMAND TO MAKE A CALIBRATION SERVICE QUOTATION
NCC000745 | TYPE J THERMOCOUPLE | TEMPERATURE | OMEGA | TYPE J | TP802 | 0 TO 1200 ° C | 1 ° C |  | SECTOR 20 | ÁREA SUPRIMENTOS (ESTOQUE 7) | RIGHT -SIDE DYNAMOMETRO AXIS TEMPERATURE | OUT OF USE | 365 | 2019-09-30 | 2020-09-29 | -976.6046 |  | EQUIPMENT TAGGED AS OUT OF SERVICE | WAITING FOR COMPANY DEMAND TO MAKE A CALIBRATION SERVICE QUOTATION
NCC000746 | TYPE K THERMOCOUPLE TEMPERATURE MESH | TEMPERATURE | OMEGA | TYPE K | N/A | 50 - 215 ± 0.1 ° F | 51 - 215 ± 0.1 ° F | CALIBRAVEL\NCC000746.JPG | SECTOR 88 | BANCO DE PROVAS - M250 & RR300 | WATER OUTLET | IN USE | 182 | 2022-12-06 | 2023-06-06 | 3.3954 |  | INSTRUMENT RANGE: 328 TO 2282 [ºF], TYPE K DYNO WATER OUTLET
NCC000747/NCC000883 | K -TYPE | TEMPERATURE | OMEGA | TYPE K | J8R531-180 | 50-1200 ± 1 ° F | 50-1200 ± 1 ° F | CALIBRAVEL\NCC000747.JPG | SECTOR 88 | BANCO DE PROVAS - M250 & RR300 | ANTI-ICE | IN USE | 182 | 2022-12-06 | 2023-06-06 | 3.3954 | MEDIÇÃO | INSTRUMENT RANGE: - 328 TO 2282 [ºF], TYPE K CALIBRATED IN CONJUNCTION WITH NCC000883 EQUIPMENT
NCC000749 | THERMOCOUPLE/ TEMPERATURE MESH 3 POINTS TYPE K | TEMPERATURE | N/A | K -TYPE | TP364 | 50 - 215 ± 0.1 ° F | 51 - 215 ± 0.1 ° F | CALIBRAVEL\NCC000749.JPG | SECTOR 88 | BANCO DE PROVAS - M250 & RR300 | DYNAMOMETRO WATER INLET | IN USE | 182 | 2022-12-06 | 2023-06-06 | 3.3954 | MEDIÇÃO | INSTRUMENT RANGE: - 328 TO 2282 [ºF], TYPE K DYNO WATER INLET
NCC000750/NCC000878 | TYPE J THERMOCOUPLE | TEMPERATURE | OMEGA | TYPE J | TP225 | 50 - 160 ± 0.1 ° F | 51 - 160 ± 0.1 ° F | CALIBRAVEL\NCC000750.JPG | SECTOR 88 | BANCO DE PROVAS - M250 & RR300 | CIT 2 | IN USE | 182 | 2022-12-06 | 2023-06-06 | 3.3954 | MEDIÇÃO | INSTRUMENT RANGE: 32 TO 13382 [ºF], TYPE J CALIBRATED TOGETHER TO THE NCC000878 EQUIPMENT
NCC000751/NCC000880 | TYPE J THERMOCOUPLE | TEMPERATURE | OMEGA | TYPE J | TP259 | -200 TO 400 ° C | -200 TO 400 ° C | CALIBRAVEL\NCC000751.JPG | SECTOR 88 | BANCO DE PROVAS - M250 & RR300 | CIT4 | IN USE | 182 | 2022-12-06 | 2023-06-06 | 3.3954 | MEDIÇÃO | CALIBRATED TOGETHER WITH NCC000880 EQUIPMENT
NCC000752/NCC000879 | TYPE J THERMOCOUPLE | TEMPERATURE | OMEGA | TYPE J | TP412 | 50 - 160 ± 0.1 ° F | 51 - 160 ± 0.1 ° F | CALIBRAVEL\NCC000752.JPG | SECTOR 88 | BANCO DE PROVAS - M250 & RR300 | CIT3 | IN USE | 182 | 2022-12-06 | 2023-06-06 | 3.3954 | MEDIÇÃO | INSTRUMENT ANGE: 32 TO 13382 [ºF], TYPE J CALIBRATED TOGETHER TO THE NCC000879 EQUIPMENT
NCC000753/NCC000885 | TYPE J THERMOCOUPLE | TEMPERATURE | OMEGA | TYPE J | TP198 | 10 - 50 [° C] | 10 - 50 [° C] | CALIBRAVEL\NCC000753.JPG | SECTOR 88 | BANCO DE PROVAS - M250 & RR300 | TEST CELL | IN USE | 182 | 2022-12-06 | 2023-06-06 | 3.3954 | MEDIÇÃO | CALIBRATED TOGETHER WITH NCC000885 EQUIPMENT
NCC000755 | TYPE E THERMOCOUPLE | TEMPERATURE | WATLOW | N/A | 23068555 A07-01288 | 50 - 800 ° F | 51 - 800 ° F | CALIBRAVEL\NCC000755.JPG | SECTOR 88 | BANCO DE PROVAS - M250 & RR300 | COMBUSTION CAMERA | IN USE | 182 | 2022-12-06 | 2023-06-06 | 3.3954 | MEDIÇÃO | CALIBRATED TOGETHER WITH NCC000886 EQUIPMENT
NCC000756 | TYPE E THERMOCOUPLE | TEMPERATURE | WATLOW | TP361 | A05-02691 | 32 - 2498 ° F | 33 - 2498 ° F | CALIBRAVEL\NCC000756.JPG | SECTOR 88 | BANCO DE PROVAS - M250 & RR300 | COMBUSTION CAMERA | IN USE | 182 | 2022-12-06 | 2023-06-06 | 3.3954 | MEDIÇÃO | CALIBRATED IN CONJUNCTION WITH NCC000886 EQUIPMENT ST M250
NCC000757 | TYPE E THERMOCOUPLE | TEMPERATURE | N/A | TYPE E | TP359 | 50 - 800 ° F | 51 - 800 ° F |  | SECTOR 20 | ÁREA SUPRIMENTOS (ESTOQUE 7) | COMBUSTION CAMERA | OUT OF USE | 365 | 2020-04-15 | 2021-04-15 | -778.6046 |  | EQUIPMENT TAGGED AS OUT OF SERVICE | WAITING FOR COMPANY DEMAND TO MAKE A CALIBRATION SERVICE QUOTATION
NCC000759 | FLOWMETER | FLOW RATE | EG & G FLOW TECHNOLOGY | N/A | 84013262 | 18 - 1000 (PPH) | 19 - 1000 (PPH) | CALIBRAVEL\NCC000759.JPG | SECTOR 88 | BANCO DE PROVAS - M250 & RR300 | M2550/RR300 TEST BANK | IN USE | 182 | 2022-12-14 | 2023-06-14 | 11.3954 | FLOWMETER
NCC000760 | VIBRSECTOR 20ION SENSOR | TIME AND FREQUENCY | ENDEVCO | 6222S-100A | 11828 | 1 - 200 G | 1 - 200 G | CALIBRAVEL\NCC000760.JPG | SECTOR 20 | ÁREA SUPRIMENTOS (ESTOQUE 7) | OUT OF SERVICE EQUIPMENT ROOM | OUT OF USE | 365 | 2016-06-23 | 2017-06-23 | -2170.6046 |  | EQUIPMENT TAGGED AS OUT OF SERVICE | WAITING FOR COMPANY DEMAND TO MAKE A CALIBRATION SERVICE QUOTATION
NCC000761 | VIBRSECTOR 20ION SENSOR | VIBRSECTOR 20ION | ENDEVCO | 6222S-100A | 11616 | 1 - 200 G | 1 - 200 G | CALIBRAVEL\NCC000761.JPG | SECTOR 20 | ÁREA SUPRIMENTOS (ESTOQUE 7) | OUT OF SERVICE EQUIPMENT ROOM | OUT OF USE | 365 | 2016-06-23 | 2017-06-23 | -2170.6046 |  | EQUIPMENT TAGGED AS OUT OF SERVICE | WAITING FOR COMPANY DEMAND TO MAKE A CALIBRATION SERVICE QUOTATION
NCC000762 | VIBRSECTOR 20ION SENSOR | VIBRSECTOR 20ION | ENDEVCO | 6222S-100A | 11864 | 1 - 200 G | 1 - 200 G | CALIBRAVEL\NCC000762.JPG | SECTOR 20 | ÁREA SUPRIMENTOS (ESTOQUE 7) | OUT OF SERVICE EQUIPMENT ROOM | OUT OF USE | 365 | 2016-06-23 | 2017-06-23 | -2170.6046 |  | EQUIPMENT TAGGED AS OUT OF SERVICE | WAITING FOR COMPANY DEMAND TO MAKE A CALIBRATION SERVICE QUOTATION
NCC000763 | VIBRSECTOR 20ION SENSOR | VIBRSECTOR 20ION | ENDEVCO | 6222S-100A | 11946 | 1 - 200 G | 1 - 200 G | CALIBRAVEL\NCC000763.JPG | SECTOR 20 | ÁREA SUPRIMENTOS (ESTOQUE 7) | OUT OF SERVICE EQUIPMENT ROOM | OUT OF USE | 365 | 2016-06-23 | 2017-06-23 | -2170.6046 |  | EQUIPMENT TAGGED AS OUT OF SERVICE | WAITING FOR COMPANY DEMAND TO MAKE A CALIBRATION SERVICE QUOTATION
NCC000764 | STANDARD BAR | DIMENSIONAL | N/A | N/A | A2-P3 | 14,993 - 300,000 MM | 14,993 - 300,000 MM | CALIBRAVEL\NCC000764.JPG | SECTOR 20 | ÁREA SUPRIMENTOS (ESTOQUE 7) | PW100 PROJECT | OUT OF USE | 365 | 2018-04-20 | 2019-04-20 | -1504.6046 |  | EQUIPMENT TAGGED AS OUT OF SERVICE | WAITING FOR COMPANY DEMAND TO MAKE A CALIBRATION SERVICE QUOTATION
NCC000765 | STANDARD PIN (8 PINS) | DIMENSIONAL | N/A | N/A | A3P1 | 0 - 65.07 MM | 1 - 65.07 MM | CALIBRAVEL\NCC000765.JPG | SECTOR 10 | INSPEÇÃO DIMENSIONAL | DIMENSIONAL INSPECTION AREA | IN USE | 365 | 2022-08-02 | 2023-08-02 | 60.3954 |  | EXTERNAL CALIBRATION
NCC000766 | STANDARD PIN (20 PINS) | DIMENSIONAL | N/A | N/A | A2P4 | 1,400 TO 3.333MM | 1,400 TO 3.333MM | CALIBRAVEL\NCC000766.JPG | SECTOR 10 | INSPEÇÃO DIMENSIONAL | DIMENSIONAL INSPECTION AREA | IN USE | 365 | 2022-08-02 | 2023-08-02 | 60.3954 |  | 2 - PINS Ø 3,333 MM 2- PINS Ø 2,1945 MM 2 - PINS Ø 1,500 MM 2 - PINS Ø 1,400 MM 2 - PINS Ø 3,000 MM 2 - PINS Ø 1,800 MM 2 - PINS Ø 1,850 MM 2 - PINS Ø 2,500 MM 2 - PINS Ø 2,000 MM 2 - PINS Ø 2,250 MM EXTERNAL CALIBRATION
NCC000767 | PACHYMETER | DIMENSIONAL | MITITAYO | N/A | BG025523 | 0 - 150MM | 1 - 150MM | CALIBRAVEL\NCC000767.JPG | SECTOR 20 | ÁREA SUPRIMENTOS (ESTOQUE 7) | OUT OF SERVICE EQUIPMENT ROOM | OUT OF USE | 365 |  |  | -45079.6046 |  | EQUIPMENT TAGGED AS OUT OF SERVICE | WAITING FOR COMPANY DEMAND TO MAKE A CALIBRATION SERVICE QUOTATION
NCC000769 | MANOMETER | PRESSURE | PLANE TC | N/A | N/A | 0 TO -30 POL HG / 0 TO -76 CM HG | 1 TO -30 POL HG / 0 TO -76 CM HG |  | SECTOR 20 | ÁREA SUPRIMENTOS (ESTOQUE 7) | LOCATE | OUT OF USE | 365 | 2017-09-20 | 2018-09-20 | -1716.6046 | MEDIÇÃO | EQUIPMENT TAGGED AS OUT OF SERVICE | INCLUDE TO CALIBRATE
NCC000770 | MANOMETER | PRESSURE | WILLY INDUSTRY BRAZILIAN | N/A | N/A | 0 - 300 LBS/IN²/0 - 20 HG/CM² | 1 - 300 LBS/IN²/0 - 20 HG/CM² | CALIBRAVEL\NCC000770.JPG | SECTOR 20 | ÁREA SUPRIMENTOS (ESTOQUE 7) | OUT OF SERVICE EQUIPMENT ROOM | OUT OF USE | 365 | 2017-06-09 | 2018-06-09 | -1819.6046 |  | EQUIPMENT TAGGED AS OUT OF SERVICE | WAITING FOR COMPANY DEMAND TO MAKE A CALIBRATION SERVICE QUOTATION
NCC000771 | MESA DE PRECISÃO PRECISION TABLE | DIMENSIONAL | MITITAYO | N/A | N/A | N/A | N/A | CALIBRAVEL\NCC000771.JPG | SECTOR 09 | PROJETO M250 & RR300 | WORKSHOP M250 / RR300 | IN USE | 365 | 2022-08-25 | 2023-08-25 | 83.3954 |  | IN THE SECTOR
NCC000773 | MANOMETER | PRESSURE | ITT - BARTON | MP522 | 17245 | 0 - 10 BAR / 0 - 150 PSI | 150PSI |  | SECTOR 44 | PESO E BALANCEAMENTO | WEIGHT AND BALANCING | OUT OF USE | 365 | 2018-03-27 | 2019-03-27 | -1528.6046 | MEDIÇÃO | EQUIPMENT TAGGED AS OUT OF SERVICE | WAITING FOR COMPANY DEMAND TO MAKE A CALIBRATION SERVICE QUOTATION
NCC000774 | MANOMETER | PRESSURE | ABSI | P103 | 2108 | 0 - 1000 LBF/IN² | 1000LBF/IN | CALIBRAVEL\NCC000774.JPG | SECTOR 20 | ÁREA SUPRIMENTOS (ESTOQUE 7) | OUT OF SERVICE EQUIPMENT ROOM | OUT OF USE | 365 | 2020-05-14 | 2021-05-14 | -749.6046 |  | EQUIPMENT TAGGED AS OUT OF SERVICE | WAITING FOR COMPANY DEMAND TO MAKE A CALIBRATION SERVICE QUOTATION
NCC000775 | MANOMETER | PRESSURE | ABSI | P103 | 2109 | 0 - 30 IBF/POL² | 30IBF/POL | CALIBRAVEL\NCC000775.JPG | SECTOR 20 | ÁREA SUPRIMENTOS (ESTOQUE 7) | OUT OF SERVICE EQUIPMENT ROOM | OUT OF USE | 365 |  |  | -45079.6046 |  | EQUIPMENT TAGGED AS OUT OF SERVICE | WAITING FOR COMPANY DEMAND TO MAKE A CALIBRATION SERVICE QUOTATION
NCC000776 | MANOMETER | PRESSURE | ABSI | P103 | 2110 | 0 - 30 LBF/IN² | 30IBF/POL | CALIBRAVEL\NCC000776.JPG | SECTOR 20 | ÁREA SUPRIMENTOS (ESTOQUE 7) | OUT OF SERVICE EQUIPMENT ROOM | OUT OF USE | 365 |  |  | -45079.6046 |  | EQUIPMENT TAGGED AS OUT OF SERVICE | WAITING FOR COMPANY DEMAND TO MAKE A CALIBRATION SERVICE QUOTATION
NCC000777 | MANOMETER | PRESSURE | ITT - BARTON | MP522 | 18246 | 0 - 10 PSI | 10PSI | CALIBRAVEL\NCC000777.JPG | SECTOR 20 | ÁREA SUPRIMENTOS (ESTOQUE 7) | OUT OF SERVICE EQUIPMENT ROOM | OUT OF USE | 365 |  |  | -45079.6046 |  | EQUIPMENT TAGGED AS OUT OF SERVICE | WAITING FOR COMPANY DEMAND TO MAKE A CALIBRATION SERVICE QUOTATION
NCC000778 | MANOMETER | PRESSURE | DURAG | P103 | 22856 | 0 - 1500 PSI | 1500PSI | CALIBRAVEL\NCC000778.JPG | SECTOR 28 | TESTE DE COMBUSTÍVEL | FCU IAS-001 BENCH | IN USE | 365 | 2022-05-04 | 2023-05-04 | -29.6046 | MEDIÇÃO |  | SERÁ CALIBRADO EM NOVA DATA, AGUARDADO RETORNO DA MEDIÇÃO
NCC000779 | MANOMETER | PRESSURE | ITT - BARTON | MP522 | 18333 | 0 - 100 IN/HG | 100IN/HG | CALIBRAVEL\NCC000779.JPG | SECTOR 28 | TESTE DE COMBUSTÍVEL | FCU IAS-002 BENCH | IN USE | 365 | 2022-05-04 | 2023-05-04 | -29.6046 | MEDIÇÃO |  | SERÁ CALIBRADO EM NOVA DATA, AGUARDADO RETORNO DA MEDIÇÃO
NCC000780 | MANOMETER | PRESSURE | ITT - BARTON | MP522 | 26587 | 0 - 30 IN/ HG | 30IN/HG | CALIBRAVEL\NCC000780.JPG | SECTOR 26 | TESTE PNEUMÁTICO | PNEUMATIC TEST | IN USE | 365 | 2023-04-04 | 2024-04-03 | 305.3954 | MEDIÇÃO | N/A | N/A | ..\CERTIFICADOS DE PÓS CALIBRAÇÃO\2023\ABRIL\NCC000780 - MANÔMETRO ANALÓGICO.pdf
NCC000781 | MANOMETER | PRESSURE | DURAG | P103 | 2549 | 0 - 200 PSI | 200PSI | CALIBRAVEL\NCC000781.JPG | SECTOR 25 | TESTE HIDRÁULICO | HYDRAULIC 7808 BENCH | OUT OF USE | 365 | 2023-03-03 | 2024-03-02 | 273.3954 | MEDIÇÃO | EQUIPMENT TAGGED AS OUT OF SERVICE | CALIBRATION PERFORMED
NCC000783 | MANOMETER | PRESSURE | DURAG | MP522 | 1212 | 0 - 100PSI | 100PSI | CALIBRAVEL\NCC000783.JPG | SECTOR 20 | ÁREA SUPRIMENTOS (ESTOQUE 7) | OUT OF SERVICE EQUIPMENT ROOM | OUT OF USE | 365 |  |  | -45079.6046 |  | EQUIPMENT TAGGED AS OUT OF SERVICE | WAITING FOR COMPANY DEMAND TO MAKE A CALIBRATION SERVICE QUOTATION
NCC000784 | MANOMETER | PRESSURE | DURAG | M0133 | N/A | 0 - 1500 PSI | 1500PSI | CALIBRAVEL\NCC000784.JPG | SECTOR 28 | TESTE DE COMBUSTÍVEL | FCU IAS-001 BENCH | IN USE | 365 | 2022-05-04 | 2023-05-04 | -29.6046 | MEDIÇÃO |  | SERÁ CALIBRADO EM NOVA DATA, AGUARDADO RETORNO DA MEDIÇÃO
NCC000785 | ANALOG MANOVACUOMETER | PRESSURE | DURAG | N/A | N/A | 0 - 100 PSI | 1 PSI | CALIBRAVEL\NCC000785.JPG | SECTOR 20 | ÁREA SUPRIMENTOS (ESTOQUE 7) | OUT OF SERVICE EQUIPMENT ROOM | OUT OF USE | 365 | 2020-05-14 | 2021-05-14 | -749.6046 |  | EQUIPMENT TAGGED AS OUT OF SERVICE | WAITING FOR COMPANY DEMAND TO MAKE A CALIBRATION SERVICE QUOTATION
NCC000786 | MANOMETER | PRESSURE | ITT - BARTON | MP522 | 248816 | 0 - 60 IN.HG | 60IN.HG | CALIBRAVEL\NCC000786.JPG | SECTOR 28 | TESTE DE COMBUSTÍVEL | FCU FUEL CONTROL UNIT TEST TEST, FUEL TEST | OUT OF USE | 365 | 2023-05-12 | 2024-05-11 | 343.3954 | MEDIÇÃO
NCC000787 | MANOMETER | PRESSURE | ABSI | MP523 | 2516858 | 0 - 60 POL.HG | 60POL | CALIBRAVEL\NCC000787.JPG | SECTOR 26 | TESTE PNEUMÁTICO | PNEUMATIC TEST | IN USE | 365 | 2023-04-04 | 2024-04-03 | 305.3954 | MEDIÇÃO | N/A | N/A | ..\CERTIFICADOS DE PÓS CALIBRAÇÃO\2023\ABRIL\NCC000787 - MANÔMETRO ANALÓGICO ABSOLUTO.pdf
NCC000788 | MANOMETER | PRESSURE | ABSI | KTJ002 | 123528 | 0 - 200 IN. HG | 200IN.HG | CALIBRAVEL\NCC000788.JPG | SECTOR 28 | TESTE DE COMBUSTÍVEL | FCU IAS-002 BENCH | IN USE | 365 | 2023-05-30 | 2024-05-29 | 361.3954 | MEDIÇÃO | N/A
NCC000789 | MANOMETER | PRESSURE | ITT - BARTON | KTJ002 | 954148 | 0 - 90 INHG | 90 IN.HG | CALIBRAVEL\NCC000789.JPG | SECTOR 26 | TESTE PNEUMÁTICO | PNEUMATIC BENCH | IN USE | 365 | 2023-04-04 | 2024-04-03 | 305.3954 | MEDIÇÃO | N/A | N/A | ..\CERTIFICADOS DE PÓS CALIBRAÇÃO\2023\ABRIL\NCC000789 - MANÔMETRO ANALÓGICO DIFERENCIA.pdf
NCC000790 | ABSOLUTE MANOMETER | PRESSURE | HEISE | CMM-4080 | 13161548 | 0 - 150 PSI | 150 PSI | CALIBRAVEL\NCC000789.JPG | SECTOR 26 | TESTE PNEUMÁTICO | PNEUMATIC TEST | IN USE | 365 | 2023-04-04 | 2024-04-03 | 305.3954 | MEDIÇÃO | N/A | N/A | ..\CERTIFICADOS DE PÓS CALIBRAÇÃO\2023\ABRIL\NCC000790 - MANÔMETRO ANALÓGICO ABSOLUTO.pdf
NCC000791 | DIGITAL TACHOMETER | TIME AND FREQUENCY | S&E AND TEST AND MEASUREMENT INSTRUMENTS | TD-40 | 27643 | 0 - 5000 RPM | 1 - 5000 RPM | CALIBRAVEL\NCC000791.JPG | SECTOR 20 | ÁREA SUPRIMENTOS (ESTOQUE 7) | OUT OF SERVICE EQUIPMENT ROOM | OUT OF USE | 365 | 2019-10-02 | 2020-10-01 | -974.6046 | MEDIÇÃO | EQUIPMENT TAGGED AS OUT OF SERVICE | WAITING FOR COMPANY DEMAND TO MAKE A CALIBRATION SERVICE QUOTATION
NCC000793 | DIGITAL TACHOMETER | TIME AND FREQUENCY | S&E AND TEST AND MEASUREMENT INSTRUMENTS | TD-40 | 27644 | 0 - 11000 RPM | 1 - 11000 RPM | CALIBRAVEL\NCC000793.JPG | SECTOR 20 | ÁREA SUPRIMENTOS (ESTOQUE 7) | OUT OF SERVICE EQUIPMENT ROOM | OUT OF USE | 365 |  |  | -45079.6046 |  | EQUIPMENT TAGGED AS OUT OF SERVICE | WAITING FOR COMPANY DEMAND TO MAKE A CALIBRATION SERVICE QUOTATION
NCC000794 | FREQUENCIMETER | TIME AND FREQUENCY | S&E AND TEST AND MEASUREMENT INSTRUMENTS | MDF-40E | 27645 | 25KHZ | 25KHZ | CALIBRAVEL\NCC000794.JPG | SECTOR 20 | ÁREA SUPRIMENTOS (ESTOQUE 7) | OUT OF SERVICE EQUIPMENT ROOM | OUT OF USE | 365 |  |  | -45079.6046 |  | EQUIPMENT TAGGED AS OUT OF SERVICE | WAITING FOR COMPANY DEMAND TO MAKE A CALIBRATION SERVICE QUOTATION
NCC000795 | FREQUENCIMETER | TIME AND FREQUENCY | S&E AND TEST AND MEASUREMENT INSTRUMENTS | MDF-40E | 27646 | 18.5 KHZ | 18.5 KHZ | CALIBRAVEL\NCC000795.JPG | SECTOR 20 | ÁREA SUPRIMENTOS (ESTOQUE 7) | OUT OF SERVICE EQUIPMENT ROOM | OUT OF USE | 365 |  |  | -45079.6046 |  | EQUIPMENT TAGGED AS OUT OF SERVICE | WAITING FOR COMPANY DEMAND TO MAKE A CALIBRATION SERVICE QUOTATION
NCC000796 | FLOWMETER | FLOW RSECTOR 20E | COX INSTRUMENTS | ANC 8-4 | 65257 | N/A | N/A |  | SECTOR 20 | ÁREA SUPRIMENTOS (ESTOQUE 7) | OUT OF SERVICE EQUIPMENT ROOM | OUT OF USE | 365 | 2016-07-28 | 2017-07-28 | -2135.6046 |  | EQUIPMENT TAGGED AS OUT OF SERVICE | WAITING FOR COMPANY DEMAND TO MAKE A CALIBRATION SERVICE QUOTATION
NCC000797 | FLOWMETER | FLOW RSECTOR 20E | COX INSTRUMENTS | LFC 6-1 | 65252 | N/A | N/A | CALIBRAVEL\NCC000797.JPG | SECTOR 20 | ÁREA SUPRIMENTOS (ESTOQUE 7) | OUT OF SERVICE EQUIPMENT ROOM | OUT OF USE | 365 |  |  | -45079.6046 |  | EQUIPMENT TAGGED AS OUT OF SERVICE | WAITING FOR COMPANY DEMAND TO MAKE A CALIBRATION SERVICE QUOTATION
NCC000798 | FLOW INDICATOR | FLOW RATE | COX INSTRUMENTS | ANC 8-6 | 64935 | N/A | N/A | CALIBRAVEL\NCC000798.JPG | SECTOR 28 | TESTE DE COMBUSTÍVEL | FCU IAS-002 BENCH | IN USE | 365 | 2022-05-25 | 2023-05-25 | -8.6046 | FLOWMETER | N/A
NCC000799 | FLOWMETER | FLOW RSECTOR 20E | COX INSTRUMENTS | LFC 6-00 | 65251 | N/A | N/A | CALIBRAVEL\NCC000799.JPG | SECTOR 20 | ÁREA SUPRIMENTOS (ESTOQUE 7) | OUT OF SERVICE EQUIPMENT ROOM | OUT OF USE | 365 |  |  | -45079.6046 |  | EQUIPMENT TAGGED AS OUT OF SERVICE | WAITING FOR COMPANY DEMAND TO MAKE A CALIBRATION SERVICE QUOTATION
NCC000800 | FLOW INDICSECTOR 20OR | FLOW RSECTOR 20E | COX INSTRUMENTS | N/A | 01-050 | N/A | N/A |  | SECTOR 20 | ÁREA SUPRIMENTOS (ESTOQUE 7) | OUT OF SERVICE EQUIPMENT ROOM | OUT OF USE | 365 |  |  | -45079.6046 |  | EQUIPMENT TAGGED AS OUT OF SERVICE | WAITING FOR COMPANY DEMAND TO MAKE A CALIBRATION SERVICE QUOTATION
NCC000801 | FLOW INDICSECTOR 20OR | FLOW RSECTOR 20E | COX INSTRUMENTS | N/A | 01-049 | N/A | N/A |  | SECTOR 20 | ÁREA SUPRIMENTOS (ESTOQUE 7) | OUT OF SERVICE EQUIPMENT ROOM | OUT OF USE | 365 |  |  | -45079.6046 |  | EQUIPMENT TAGGED AS OUT OF SERVICE | WAITING FOR COMPANY DEMAND TO MAKE A CALIBRATION SERVICE QUOTATION
NCC000802 | TIMER | TIME AND FREQUENCY | HAHART | N/A | N/A | 0 TO 30 MIN | N/A | CALIBRAVEL\NCC000802.JPG | SECTOR 12 | SALA LIMPA | CLEAN ROOM | IN USE | 365 | 2022-07-25 | 2023-07-25 | 52.3954 |  | N/A
NCC000803 | BEAKER | DIMENSIONAL | N/A | N/A | N/A | N/A | N/A |  | SECTOR 20 | ÁREA SUPRIMENTOS (ESTOQUE 7) | OUT OF SERVICE EQUIPMENT ROOM | OUT OF USE | 365 |  |  | -45079.6046 |  | EQUIPMENT TAGGED AS OUT OF SERVICE | WAITING FOR COMPANY DEMAND TO MAKE A CALIBRATION SERVICE QUOTATION
NCC000804 | FLOWER METER | FLOW RSECTOR 20E | DWYER CONTROLS GAGES | N/A | 6814 | N/A | N/A |  | SECTOR 20 | ÁREA SUPRIMENTOS (ESTOQUE 7) | OUT OF SERVICE EQUIPMENT ROOM | OUT OF USE | 365 |  |  | -45079.6046 |  | EQUIPMENT TAGGED AS OUT OF SERVICE | WAITING FOR COMPANY DEMAND TO MAKE A CALIBRATION SERVICE QUOTATION
NCC000805 | FLOWER METER | FLOW RSECTOR 20E | DWYER CONTROLS GAGES | N/A | 8711 | N/A | N/A |  | SECTOR 20 | ÁREA SUPRIMENTOS (ESTOQUE 7) | OUT OF SERVICE EQUIPMENT ROOM | OUT OF USE | 365 |  |  | -45079.6046 |  | EQUIPMENT TAGGED AS OUT OF SERVICE | WAITING FOR COMPANY DEMAND TO MAKE A CALIBRATION SERVICE QUOTATION
NCC000807 | T -TYPE THERMOCOUPLE | TEMPERSECTOR 20URE | ZURICH | N/A | 1452122 | 11 - 100 [° C] | N/A |  | SECTOR 20 | ÁREA SUPRIMENTOS (ESTOQUE 7) | TOIL M250 - OIL RETURN TANK | OUT OF USE | 365 | 2020-10-09 | 2021-10-09 | -601.6046 |  | EQUIPMENT TAGGED AS OUT OF SERVICE | WAITING FOR COMPANY DEMAND TO MAKE A CALIBRATION SERVICE QUOTATION
NCC000808 | MANOMETER | PRESSURE | MICRO | N/A | N/A | 0 - 16 BAR | 1 BAR | CALIBRAVEL\NCC000808.JPG | SECTOR 20 | ÁREA SUPRIMENTOS (ESTOQUE 7) | OUT OF SERVICE EQUIPMENT ROOM | OUT OF USE | 365 | 2017-03-23 | 2018-03-23 | -1897.6046 |  | EQUIPMENT TAGGED AS OUT OF SERVICE | WAITING FOR COMPANY DEMAND TO MAKE A CALIBRATION SERVICE QUOTATION
NCC000809 | MANOMETER | PRESSURE | FOX | N/A | N/A | 0 -315 BAR | 10 BAR |  | SECTOR 20 | ÁREA SUPRIMENTOS (ESTOQUE 7) | LOCATE | OUT OF USE | 365 | 2017-03-24 | 2018-03-24 | -1896.6046 |  | EQUIPMENT TAGGED AS OUT OF SERVICE | WAITING FOR COMPANY DEMAND TO MAKE A CALIBRATION SERVICE QUOTATION
NCC000810 | MANOMETER | PRESSURE | FOX | N/A | N/A | 0 - 10 KGF/CM² | N/A |  | SECTOR 20 | ÁREA SUPRIMENTOS (ESTOQUE 7) | METALLIZATION | OUT OF USE | 365 | 2017-03-24 | 2018-03-24 | -1896.6046 |  | EQUIPMENT TAGGED AS OUT OF SERVICE | WAITING FOR COMPANY DEMAND TO MAKE A CALIBRATION SERVICE QUOTATION
NCC000811 | MANOMETER | PRESSURE | CONDOR | N/A | N/A | 0.0 TO 2.5 BAR | 1 BAR |  | SECTOR 20 | ÁREA SUPRIMENTOS (ESTOQUE 7) | METALLIZATION | OUT OF USE | 365 | 2017-03-23 | 2018-03-23 | -1897.6046 |  | EQUIPMENT TAGGED AS OUT OF SERVICE | WAITING FOR COMPANY DEMAND TO MAKE A CALIBRATION SERVICE QUOTATION
NCC000812 | MANOMETER | PRESSURE | CONDOR | N/A | N/A | 0 TO 40 BAR | 2 BAR |  | SECTOR 20 | ÁREA SUPRIMENTOS (ESTOQUE 7) | METALLIZATION | OUT OF USE | 365 | 2017-03-24 | 2018-03-24 | -1896.6046 |  | EQUIPMENT TAGGED AS OUT OF SERVICE | WAITING FOR COMPANY DEMAND TO MAKE A CALIBRATION SERVICE QUOTATION
NCC000813 | DISPLACEMENT TRANSDUCER (PAQUETIMETER) | DIMENSIONAL | MITITAYO | N/A | N/A | 0 TO 150 MM | 0.01 MM | CALIBRAVEL\NCC000813.JPG | SECTOR 12 | SALA LIMPA | ACCESSORIES - CLEAN ROOM | IN USE | 365 | 2022-08-17 | 2023-08-17 | 75.3954 |  | N/A
NCC000814 | CARGO CELL | WEIGHT | MK CONTROL INSTRUMENTACAO LTDA | PWZL-40 2F | 3153 | 0 - 40 KGF | N/A |  | SECTOR 20 | ÁREA SUPRIMENTOS (ESTOQUE 7) | OUT OF SERVICE EQUIPMENT ROOM | OUT OF USE | 365 |  |  | -45079.6046 |  | EQUIPMENT TAGGED AS OUT OF SERVICE | WAITING FOR COMPANY DEMAND TO MAKE A CALIBRATION SERVICE QUOTATION
NCC000815 | CHAIN TRANSMITTER | ELECTRICITY | MK CONTROL INSTRUMENTACAO LTDA | SMKTC5-20 | CN141112 | N/A | N/A |  | SECTOR 20 | ÁREA SUPRIMENTOS (ESTOQUE 7) | OUT OF SERVICE EQUIPMENT ROOM | OUT OF USE | 365 |  |  | -45079.6046 |  | EQUIPMENT TAGGED AS OUT OF SERVICE | WAITING FOR COMPANY DEMAND TO MAKE A CALIBRATION SERVICE QUOTATION
NCC000816 | THERMOCOUPLE | PRESSURE | N/A | RT125 | N/A | 50BAR | 50 BAR |  | SECTOR 20 | ÁREA SUPRIMENTOS (ESTOQUE 7) | OUT OF SERVICE EQUIPMENT ROOM | OUT OF USE | 365 |  |  | -45079.6046 |  | EQUIPMENT TAGGED AS OUT OF SERVICE | WAITING FOR COMPANY DEMAND TO MAKE A CALIBRATION SERVICE QUOTATION
NCC000817 | THERMOCOUPLE | TEMPERSECTOR 20URE | ALUTAL | RT124 | 326587 | N/A | N/A |  | SECTOR 88 | BANCO DE PROVAS - M250 & RR300 | OUT OF SERVICE EQUIPMENT ROOM | OUT OF USE | 365 |  |  | -45079.6046 |  | EQUIPMENT TAGGED AS OUT OF SERVICE
NCC000818 | CARGO CELL | WEIGHT | BLH ELECTRONICS INC. | N/A | 83037 | 0 -2000 KG | N/A |  | SECTOR 20 | ÁREA SUPRIMENTOS (ESTOQUE 7) | CABINET | OUT OF USE | 365 | 2016-07-21 | 2017-07-21 | -2142.6046 |  | EQUIPMENT TAGGED AS OUT OF SERVICE | WAITING FOR COMPANY DEMAND TO MAKE A CALIBRATION SERVICE QUOTATION
NCC000820 | PRESSURE TRANSMITTER | PRESSURE | ZURICH | PSI.420. 2A 14NF | ID/1514/06/16 | -1.5 + 1.5 PSI | N/A | CALIBRAVEL\NCC000820.JPG | SECTOR 20 | ÁREA SUPRIMENTOS (ESTOQUE 7) | OUT OF SERVICE EQUIPMENT ROOM | OUT OF USE | 365 | 2020-10-23 | 2021-10-23 | -587.6046 |  | EQUIPMENT TAGGED AS OUT OF SERVICE | WAITING FOR COMPANY DEMAND TO MAKE A CALIBRATION SERVICE QUOTATION
NCC000821 | PRESSURE TRANSMITTER | PRESSURE | ZURICH | PSI.010 2A 14NF | ID/1521/06/16 | 0 - 150 PSI | N/A | CALIBRAVEL\NCC000821.JPG | SECTOR 20 | ÁREA SUPRIMENTOS (ESTOQUE 7) | OUT OF SERVICE EQUIPMENT ROOM | OUT OF USE | 365 |  |  | -45079.6046 |  | EQUIPMENT TAGGED AS OUT OF SERVICE | WAITING FOR COMPANY DEMAND TO MAKE A CALIBRATION SERVICE QUOTATION
NCC000822 | PRESSURE TRANSMITTER | PRESSURE | ZURICH | PSI.010 2A 14NF | ID/1581/06/16 | 0 - 15 PSI | N/A | CALIBRAVEL\NCC000822.JPG | SECTOR 20 | ÁREA SUPRIMENTOS (ESTOQUE 7) | OUT OF SERVICE EQUIPMENT ROOM | OUT OF USE | 365 |  |  | -45079.6046 |  | EQUIPMENT TAGGED AS OUT OF SERVICE | WAITING FOR COMPANY DEMAND TO MAKE A CALIBRATION SERVICE QUOTATION
NCC000823 | PRESSURE TRANSMITTER | PRESSURE | ZURICH | PSI.010 2A 14NF | ID/1580/06/16 | 0 - 15 PSI | N/A | CALIBRAVEL\NCC000823.JPG | SECTOR 20 | ÁREA SUPRIMENTOS (ESTOQUE 7) | OUT OF SERVICE EQUIPMENT ROOM | OUT OF USE | 365 |  |  | -45079.6046 |  | EQUIPMENT TAGGED AS OUT OF SERVICE | WAITING FOR COMPANY DEMAND TO MAKE A CALIBRATION SERVICE QUOTATION
NCC000824 | PRESSURE TRANSMITTER (PRESSURE MESH) | PRESSURE | ZURICH | PSI.420. 2A 14NF | ID/1512/06/16 | 0 - 10 PSI | N/A | CALIBRAVEL\NCC000824.JPG | SECTOR 88 | BANCO DE PROVAS - M250 & RR300 | PRESSURE PANEL M250/300 | OUT OF USE | 182 | 2022-06-01 | 2022-11-30 | -184.6046 | MEDIÇÃO | EQUIPMENT TAGGED AS OUT OF SERVICE
NCC000825 | PRESSURE TRANSMITTER | PRESSURE | ZURICH | PSI.420. 2A 14NF | ID/1515/06/16 | -1.5 + 1.5 PSI | N/A | CALIBRAVEL\NCC000825.JPG | SECTOR 20 | ÁREA SUPRIMENTOS (ESTOQUE 7) | IAS Q132 | OUT OF USE | 182 | 2022-07-27 | 2023-01-25 | -128.6046 | MEDIÇÃO | EQUIPMENT TAGGED AS OUT OF SERVICE | WAITING FOR COMPANY DEMAND TO MAKE A CALIBRATION SERVICE QUOTATION
NCC000828 | MANOMETER | PRESSURE | BURDEX BRAZIL | CLASS 0.5 | N/A | 0 - 10 BAR | N/A | CALIBRAVEL\NCC000828.JPG | SECTOR 20 | ÁREA SUPRIMENTOS (ESTOQUE 7) | OUT OF SERVICE EQUIPMENT ROOM | OUT OF USE | 365 |  |  | -45079.6046 |  | EQUIPMENT TAGGED AS OUT OF SERVICE | WAITING FOR COMPANY DEMAND TO MAKE A CALIBRATION SERVICE QUOTATION
NCC000829 | MANOVACUOMETER | PRESSURE | BURDEX BRAZIL | N/A | N/A | -1 TO 3 BAR | N/A | CALIBRAVEL\NCC000829.JPG | SECTOR 20 | ÁREA SUPRIMENTOS (ESTOQUE 7) | OUT OF SERVICE EQUIPMENT ROOM | OUT OF USE | 365 | 2020-05-14 | 2021-05-14 | -749.6046 |  | EQUIPMENT TAGGED AS OUT OF SERVICE | WAITING FOR COMPANY DEMAND TO MAKE A CALIBRATION SERVICE QUOTATION
NCC000830 | MANOMETER | PRESSURE | BOURDON | VV2524 | N/A | 0 TO 6 BAR | 0.05 BAR | CALIBRAVEL\NCC000830.JPG | SECTOR 20 | ÁREA SUPRIMENTOS (ESTOQUE 7) | OUT OF SERVICE EQUIPMENT ROOM | OUT OF USE | 365 | 2020-05-14 | 2021-05-14 | -749.6046 |  | EQUIPMENT TAGGED AS OUT OF SERVICE | WAITING FOR COMPANY DEMAND TO MAKE A CALIBRATION SERVICE QUOTATION
NCC000831 | MANOMETER | PRESSURE | MID-WET INSTRUMENT DETROIT | N/A | N/A | 0 TO 60 IN.HG | 0.2 INHG | CALIBRAVEL\NCC000831.JPG | SECTOR 20 | ÁREA SUPRIMENTOS (ESTOQUE 7) | OUT OF SERVICE EQUIPMENT ROOM | OUT OF USE | 365 | 2016-07-28 | 2017-07-28 | -2135.6046 |  | EQUIPMENT TAGGED AS OUT OF SERVICE | WAITING FOR COMPANY DEMAND TO MAKE A CALIBRATION SERVICE QUOTATION
NCC000832 | MANOMETER | PRESSURE | BURDEX BRAZIL | N/A | N/A | 0 TO 150 PSI | 0 TO 10 BAR | CALIBRAVEL\NCC000832.JPG | SECTOR 51 | EQUIPAMENTOS DE METALIZAÇÃO E PLASMA | TOGETHER WITH ROBOT | IN USE | 365 | 2022-08-16 | 2023-08-16 | 74.3954 | MEDIÇÃO | DENTRO DA CABINE DE PLASMA
NCC000834 | ABSOLUTE ANALOGY | PRESSURE | HEISE | N/A | CMM-106332 | 0 TO 150 PSIA | N/A | N/A | SECTOR 28 | TESTE DE COMBUSTÍVEL | FCU IAS-001 BENCH | OUT OF USE | 365 | 2022-05-04 | 2023-05-04 | -29.6046 | MEDIÇÃO | NOT FOUND IN INSPECTION | NOT FOUND IN INSPECTION | NOT FOUND IN INSPECTION
NCC000835 | MANOMETER | PRESSURE | BARTON | N/A | N/A | 0 - 100 INHG | 1 INHG | CALIBRAVEL\NCC000835.JPG | SECTOR 28 | TESTE DE COMBUSTÍVEL | FCU IAS-002 BENCH | IN USE | 365 | 2023-05-30 | 2024-05-29 | 361.3954 | MEDIÇÃO
NCC000836 | MEDIDOR DE VAZÃO | FLOW RATE | METROVAL FLUID CONTROLS LTDA | RHM08-3FS1PN | M4080710 | 0 TO 2500LB/H | N/A | CALIBRAVEL\NCC000836.JPG | SECTOR 105 | SALA ELÉTRICA | OIL TANK STRUCTURE | IN USE | 365 | 2022-05-24 | 2023-05-24 | -9.6046 | FLOWMETER | OPERATING PRINCIPLE: CORIOLIS | AREA BANCO DE PROVAS T56
NCC000837 | MEDIDOR DE VAZÃO | FLOW RATE | MICRO MOTION | CHF026H999NU | 364910 | 0 - 1000 IB/H | N/A | CALIBRAVEL\NCC000837.JPG | SECTOR 28 | TESTE DE COMBUSTÍVEL | FCU IAS-001 BENCH | IN USE | 365 | 2022-05-24 | 2023-05-24 | -9.6046 | FLOWMETER |  | SALA DE TESTE DE COMBUSTIVEL
NCC000838 | FLOW RATE METER AND FLOW TRANSMITTER | FLOW RATE | METROVAL FLUID CONTROLS LTDA | RHM08 | M4060710 | 100 TO 500 LB/H | N/A | CALIBRAVEL\NCC000838.JPG | SECTOR 88 | BANCO DE PROVAS - M250 & RR300 | RR300 M250 | IN USE | 182 | 2022-12-14 | 2023-06-14 | 11.3954 | FLOWMETER | SENSOR UNIT: RHM08-3FS1PN ELECTRONIC UNIT: RHE07-C13C0N OPERATING PRINCIPLE: TURBINE
NCC000839 | ROTATION INDICATOR | TIME AND FREQUENCY | COEL CONTROLS ELECTRICOS LTDA | UW1200 | N/A | 0 - 8857 RPM | 0.1 RMPM | CALIBRAVEL\NCC000839.JPG | SECTOR 26 | TESTE PNEUMÁTICO | PNEUMATIC BENCH | IN USE | 365 | 2023-04-04 | 2024-04-03 | 305.3954 | MEDIÇÃO | EQUIPMENT THAT IS PART OF THE SET: 1 - CABLE - MAGNETIC PICK UP (0-7500 RPM); 1 - GEAR. | N/A | ..\CERTIFICADOS DE PÓS CALIBRAÇÃO\2023\ABRIL\NCC000839 - INVERSOR DE FREQUÊNCIA (INDICADOR DE ROTAÇÃO).pdf
NCC000840 | HYDROMETER SPEPE | TEMPERSECTOR 20URE | JUMOUS | N/A | N/A | 0.700 - 0.800 ° C | N/A | CALIBRAVEL\NCC000840.JPG | SECTOR 20 | ÁREA SUPRIMENTOS (ESTOQUE 7) | OUT OF SERVICE EQUIPMENT ROOM | OUT OF USE | 365 |  |  | -45079.6046 |  | EQUIPMENT TAGGED AS OUT OF SERVICE | WAITING FOR COMPANY DEMAND TO MAKE A CALIBRATION SERVICE QUOTATION
NCC000841 | MANOMETER | PRESSURE | JOHN CURRAN LTD. | N/A | 8139620 | 0 - 1000 LB/IN² | N/A | CALIBRAVEL\NCC000841.JPG | SECTOR 28 | TESTE DE COMBUSTÍVEL | FCU IAS-002 BENCH | IN USE | 365 | 2022-06-15 | 2023-06-15 | 12.3954 | MEDIÇÃO | N/A
NCC000842 | FLOW INDICSECTOR 20OR | FLOW RSECTOR 20E | COX INSTRUMENTS | 4010 ANC 16 | 92S0082R0010 | N/A | N/A |  | SECTOR 20 | ÁREA SUPRIMENTOS (ESTOQUE 7) | OUT OF SERVICE EQUIPMENT ROOM | OUT OF USE | 365 |  |  | -45079.6046 |  | EQUIPMENT TAGGED AS OUT OF SERVICE | WAITING FOR COMPANY DEMAND TO MAKE A CALIBRATION SERVICE QUOTATION
NCC000843 | FLOW INDICATOR | FLOW RATE | COX INSTRUMENTS | 4010 | 92S0082R0010 94-432 | N/A | N/A | CALIBRAVEL\NCC000843.JPG | SECTOR 25 | TESTE HIDRÁULICO | HYDRAULIC 7808 BENCH | IN USE | 365 |  |  | -45079.6046 | MEDIÇÃO | EQUIPMENT TAGGED AS OUT OF SERVICE | WAITING FOR COMPANY DEMAND TO MAKE A CALIBRATION SERVICE QUOTATION
NCC000844 | FLOW INDICATOR | FLOW RATE | COX INSTRUMENTS | 4010 | S/NCO - 183 | N/A | N/A | CALIBRAVEL\NCC000844.JPG | SECTOR 25 | TESTE HIDRÁULICO | HYDRAULIC TEST | IN USE | 365 |  |  | -45079.6046 | MEDIÇÃO | EQUIPMENT TAGGED AS OUT OF SERVICE | WAITING FOR COMPANY DEMAND TO MAKE A CALIBRATION SERVICE QUOTATION
NCC000845 | FLUXOMETRO | FLOW RSECTOR 20E | COX INSTRUMENTS | ANC8-4 | 59626 | N/A | N/A | CALIBRAVEL\NCC000845.JPG | SECTOR 20 | ÁREA SUPRIMENTOS (ESTOQUE 7) | OUT OF SERVICE EQUIPMENT ROOM | OUT OF USE | 365 |  |  | -45079.6046 |  | EQUIPMENT TAGGED AS OUT OF SERVICE | WAITING FOR COMPANY DEMAND TO MAKE A CALIBRATION SERVICE QUOTATION
NCC000846 | FLUXOMETRO | FLOW RSECTOR 20E | COX INSTRUMENTS | ANC8 | 64364 | N/A | N/A | CALIBRAVEL\NCC000846.JPG | SECTOR 20 | ÁREA SUPRIMENTOS (ESTOQUE 7) | OUT OF SERVICE EQUIPMENT ROOM | OUT OF USE | 365 |  |  | -45079.6046 |  | EQUIPMENT TAGGED AS OUT OF SERVICE | WAITING FOR COMPANY DEMAND TO MAKE A CALIBRATION SERVICE QUOTATION
NCC000847 | FLUXOMETRO | FLOW RATE | COX INSTRUMENTS | ANC16 | 59505 | N/A | N/A | CALIBRAVEL\NCC000847.JPG | SECTOR 20 | ÁREA SUPRIMENTOS (ESTOQUE 7) | MACHINE ROOM | OUT OF USE | 365 |  |  | -45079.6046 |  | EQUIPMENT TAGGED AS OUT OF SERVICE | WAITING FOR COMPANY DEMAND TO MAKE A CALIBRATION SERVICE QUOTATION
NCC000848 | STANDARD BAR | DIMENSIONAL | N/A | N/A | N/A | 25,4015 - 203,3000 MM | N/A | CALIBRAVEL\NCC000848.JPG | SECTOR 20 | ÁREA SUPRIMENTOS (ESTOQUE 7) | DIMENSIONAL INSPECTION | OUT OF USE | 365 | 2021-08-20 | 2022-08-20 | -286.6046 |  | EQUIPMENT TAGGED AS OUT OF SERVICE | WAITING FOR COMPANY DEMAND TO MAKE A CALIBRATION SERVICE QUOTATION
NCC000849 | STANDARD BAR | DIMENSIONAL | N/A | N/A | N/A | 25.41 - 305.16 MM | N/A |  | SECTOR 20 | ÁREA SUPRIMENTOS (ESTOQUE 7) | DIMENSIONAL INSPECTION | OUT OF USE | 365 | 2020-02-14 | 2021-02-13 | -839.6046 |  | EQUIPMENT TAGGED AS OUT OF SERVICE | WAITING FOR COMPANY DEMAND TO MAKE A CALIBRATION SERVICE QUOTATION
NCC000850 | STANDARD BAR | DIMENSIONAL | N/A | N/A | N/A | 25.40 - 305.12 MM | N/A | CALIBRAVEL\NCC000850.JPG | SECTOR 20 | ÁREA SUPRIMENTOS (ESTOQUE 7) | DIMENSIONAL INSPECTION | OUT OF USE | 365 | 2021-08-20 | 2022-08-20 | -286.6046 |  | EQUIPMENT TAGGED AS OUT OF SERVICE | WAITING FOR COMPANY DEMAND TO MAKE A CALIBRATION SERVICE QUOTATION
NCC000851 | MANOMETER | PRESSURE | DRIVER | N/A | N/A | 0 - 150 PSI | 0 - 10 KGF/CM² | CALIBRAVEL\NCC000851.JPG | SECTOR 20 | ÁREA SUPRIMENTOS (ESTOQUE 7) | OUT OF SERVICE EQUIPMENT ROOM | OUT OF USE | 365 | 2017-01-10 | 2018-01-10 | -1969.6046 |  | EQUIPMENT TAGGED AS OUT OF SERVICE | WAITING FOR COMPANY DEMAND TO MAKE A CALIBRATION SERVICE QUOTATION
NCC000852 | MANOMETER | PRESSURE | N/A | N/A | N/A | 0 - 160 PSI | 0 - 11 BAR |  | SECTOR 20 | ÁREA SUPRIMENTOS (ESTOQUE 7) | MANUAL REPAIRS | IN USE | 365 | 2023-02-03 | 2024-02-03 | 245.3954 | MEDIÇÃO | EQUIPMENT TAGGED AS OUT OF SERVICE | WAITING FOR COMPANY DEMAND TO MAKE A CALIBRATION SERVICE QUOTATION
NCC000853 | MANOMETER | PRESSURE | ZURICH | N/A | E1500860080 | 0 - 4 KGF/CM² | 0 - 60 PSI | CALIBRAVEL\NCC000853.JPG | SECTOR 20 | ÁREA SUPRIMENTOS (ESTOQUE 7) | OUT OF SERVICE EQUIPMENT ROOM | OUT OF USE | 365 | 2016-07-07 | 2017-07-07 | -2156.6046 |  | EQUIPMENT TAGGED AS OUT OF SERVICE | WAITING FOR COMPANY DEMAND TO MAKE A CALIBRATION SERVICE QUOTATION
NCC000854 | FREQUENCIMETER | ELECTRICITY | S&E AND TEST AND MEASUREMENT INSTRUMENTS | MDF-40/E | 28178 | 0 - 3500 KHZ | 0.001 KHZ | CALIBRAVEL\NCC000854.JPG | SECTOR 103 | SALA DE CONTROLE - T56 & PW100 | INSIDE THE RACK | OUT OF USE | 365 | 2018-10-15 | 2019-10-15 | -1326.6046 |  | EQUIPMENT TAGGED AS OUT OF SERVICE | WAITING FOR COMPANY DEMAND TO MAKE A CALIBRATION SERVICE QUOTATION
NCC000855 | MANOMETER | PRESSURE | GENEROUS | N/A | N/A | 0 - 10 BAR | 0 - 150 PSI | CALIBRAVEL\NCC000855.JPG | SECTOR 20 | ÁREA SUPRIMENTOS (ESTOQUE 7) | OUT OF SERVICE EQUIPMENT ROOM | OUT OF USE | 365 |  |  | -45079.6046 | MEDIÇÃO | EQUIPMENT TAGGED AS OUT OF SERVICE | WAITING FOR COMPANY DEMAND TO MAKE A CALIBRATION SERVICE QUOTATION
NCC000856 | MANOMETER | PRESSURE | DFX | N/A | N/A | 0 - 10 KGF/CM² | 0 - 150 PSI | CALIBRAVEL\NCC000856.JPG | SECTOR 09 | PROJETO M250 & RR300 | MOUNTING AND DISASSEMBLY MOTORS M250/RR300 | IN USE | 365 | 2022-12-06 | 2023-12-06 | 186.3954 | MEDIÇÃO
NCC000857 | MANOMETER | PRESSURE | WOLER | N/A | N/A | 0 - 150 LBF/IN² | 0 - 10 KGF/CM² | CALIBRAVEL\NCC000857.JPG | SECTOR 20 | ÁREA SUPRIMENTOS (ESTOQUE 7) | NAF B2.26.001 RUSSIAN BENCH, HYDRAULIC TEST | OUT OF USE | 365 | 2021-08-17 | 2022-08-17 | -289.6046 |  | EQUIPMENT TAGGED AS OUT OF SERVICE | WAITING FOR COMPANY DEMAND TO MAKE A CALIBRATION SERVICE QUOTATION
NCC000859 | MANOMETER | PRESSURE | BUDENBERG GAUE | N/A | 9792663 | 0 - 300 LB/IN² | N/A | CALIBRAVEL\NCC000859.JPG | SECTOR 20 | ÁREA SUPRIMENTOS (ESTOQUE 7) | OUT OF SERVICE EQUIPMENT ROOM | OUT OF USE | 365 |  |  | -45079.6046 |  | EQUIPMENT TAGGED AS OUT OF SERVICE | WAITING FOR COMPANY DEMAND TO MAKE A CALIBRATION SERVICE QUOTATION
NCC000860 | STANDARD PIN (48 PINS) | DIMENSIONAL | N/A | N/A | A2P4 | 0.0450 "TO 0.300" | N/A | CALIBRAVEL\NCC000860.JPG | SECTOR 09 | PROJETO M250 & RR300 | M250 & RR300 PROJECT | IN USE | 365 | 2022-08-02 | 2023-08-02 | 60.3954 | MEDIÇÃO | IN THE SECTOR
NCC000861 | FLOW METER TYPE VARIABLE AREA | FLOW RATE | TECNOFLUID | N/A | 50.316 | 2,000 TO 20,000 KG/H | N/A |  | SECTOR 20 | ÁREA SUPRIMENTOS (ESTOQUE 7) | HYDRAULIC TEST CABINET | OUT OF USE | 365 | 2018-02-19 | 2019-02-19 | -1564.6046 |  | EQUIPMENT TAGGED AS OUT OF SERVICE | WAITING FOR COMPANY DEMAND TO MAKE A CALIBRATION SERVICE QUOTATION
NCC000862 | TRADING TABLE | DIMENSIONAL | N/A | N/A | N/A | N/A | N/A |  | SECTOR 20 | ÁREA SUPRIMENTOS (ESTOQUE 7) | MACHINING | OUT OF USE | 365 |  |  | -45079.6046 |  | EQUIPMENT TAGGED AS OUT OF SERVICE | WAITING FOR COMPANY DEMAND TO MAKE A CALIBRATION SERVICE QUOTATION
NCC000863 | K -TYPE THERMOCOUPLE CONNECTOR | TEMPERATURE | N/A | N/A | N/A | 0 - 1100 ° C | N/A |  | SECTOR 20 | ÁREA SUPRIMENTOS (ESTOQUE 7) | TIT - T56 INDICATOR | OUT OF USE | 365 | 2018-02-20 | 2019-02-20 | -1563.6046 |  | EQUIPMENT TAGGED AS OUT OF SERVICE | WAITING FOR COMPANY DEMAND TO MAKE A CALIBRATION SERVICE QUOTATION
NCC000864 | TYPE K THERMOCOUPLE CONNECTOR - TEMPERATURE MESH | TEMPERATURE | N/A | N/A | N/A | 0 - 500 ° C | N/A |  | SECTOR 20 | ÁREA SUPRIMENTOS (ESTOQUE 7) | DIFFUSER TAB - T56 | OUT OF USE | 365 | 2017-03-06 | 2018-03-06 | -1914.6046 |  | EQUIPMENT TAGGED AS OUT OF SERVICE | WAITING FOR COMPANY DEMAND TO MAKE A CALIBRATION SERVICE QUOTATION
NCC000865 | ABSOLUTE MANOMETER | PRESSURE | HEISE | N/A | N/A | 0 -A 75 PSI | N/A | CALIBRAVEL\NCC000865.JPG | SECTOR 26 | TESTE PNEUMÁTICO | PNEUMATIC TEST | IN USE | 365 | 2023-04-04 | 2024-04-03 | 305.3954 | MEDIÇÃO | N/A | N/A | ..\CERTIFICADOS DE PÓS CALIBRAÇÃO\2023\ABRIL\NCC000865 - MANÔMETRO ANALÓGICO ABSOLUTO.pdf
NCC000866 | MANOMETER | PRESSURE | ITT - BARTON | N/A | N14348 | 0 - 60 HG | N/A | CALIBRAVEL\NCC000866.JPG | SECTOR 28 | TESTE DE COMBUSTÍVEL | FCU IAS-001 BENCH | IN USE | 365 | 2023-05-30 | 2024-05-29 | 361.3954 | MEDIÇÃO
NCC000867 | TEMPERATURE MESH 6 POINTS | TEMPERATURE | CONSISTING | N/A | N/A | 0 TO 420 ° C | N/A | CALIBRAVEL\NCC000867.JPG | SECTOR 29 | SALA DE MÁQUINAS | FCU BENCH | OUT OF USE | 365 | 2021-03-31 | 2022-03-31 | -428.6046 | MEDIÇÃO | EQUIPMENT TAGGED AS OUT OF SERVICE | WAITING FOR COMPANY DEMAND TO MAKE A CALIBRATION SERVICE QUOTATION
NCC000868 | THERMORESISTANCE | TEMPERATURE | CONSISTING | N/A | N/A | 0 TO 420 ° C | N/A | CALIBRAVEL\NCC000868.JPG | SECTOR 29 | SALA DE MÁQUINAS | FCU BENCH | OUT OF USE | 365 | 2023-03-04 | 2024-03-03 | 274.3954 | MEDIÇÃO | EQUIPMENT TAGGED AS OUT OF SERVICE | WAITING FOR COMPANY DEMAND TO MAKE A CALIBRATION SERVICE QUOTATION
NCC000869 | MANOMETER | PRESSURE | ABSI | N/A | N/A | 0 -200 KPA | N/A | CALIBRAVEL\NCC000869.JPG | SECTOR 20 | ÁREA SUPRIMENTOS (ESTOQUE 7) | OUT OF SERVICE EQUIPMENT ROOM | OUT OF USE | 365 |  |  | -45079.6046 |  | EQUIPMENT TAGGED AS OUT OF SERVICE | WAITING FOR COMPANY DEMAND TO MAKE A CALIBRATION SERVICE QUOTATION
NCC000870/NCC000882 | TYPE K THERMOCOUPLE CONNECTOR - TEMPERATURE MESH | TEMPERATURE | ALUTAL | N/A | N/A | 10 ° C - 150 ° C | N/A | CALIBRAVEL\NCC000870.JPG | SECTOR 88 | BANCO DE PROVAS - M250 & RR300 | BLEED AIR | OUT OF USE | 182 | 2022-05-31 | 2022-11-29 | -185.6046 | MEDIÇÃO | EQUIPMENT TAGGED AS OUT OF SERVICE | WAITING FOR COMPANY DEMAND TO MAKE A CALIBRATION SERVICE QUOTATION
NCC000871/NCC001537 | THERMOMETER | TEMPERATURE | ALUTAL | N/A | N/A | -200 TO 400 ° C | N/A |  | SECTOR 88 | BANCO DE PROVAS - M250 & RR300 | OIL INLET | OUT OF USE | 365 | 2021-05-06 | 2022-05-06 | -392.6046 | MEDIÇÃO | EQUIPMENT TAGGED AS OUT OF SERVICE | WAITING FOR COMPANY DEMAND TO MAKE A CALIBRATION SERVICE QUOTATION
NCC000877 | TEMPERATURE MESH 95 POINTS) | TEMPERATURE | N/A | T -TYPE TC | N/A | 15 TO 38 ° C | N/A |  | SECTOR 88 | BANCO DE PROVAS - M250 & RR300 | CIT 1 | IN USE | 182 | 2022-12-06 | 2023-06-06 | 3.3954 |  | CALIBRATED IN CONJUNCTION WITH NCC000742 EQUIPMENT READING CARRIED OUT IN LEODAS SOFTWARE - CH08
NCC000878 | TEMPERATURE MESH | TEMPERATURE | N/A | T -TYPE TC | N/A | 15.00 TO 38.00 ° C | 0.01 ° C |  | SECTOR 88 | BANCO DE PROVAS - M250 & RR300 | CIT 2 | IN USE | 182 | 2022-12-06 | 2023-06-06 | 3.3954 |  | CALIBRATED TOGETHER TO THE NCC000750 EQUIPMENT
NCC000879 | TEMPERATURE MESH | TEMPERATURE | N/A | T -TYPE TC | N/A | 15.00 38.00 ° C | 0.01 ° C |  | SECTOR 88 | BANCO DE PROVAS - M250 & RR300 | CIT 3 | IN USE | 182 | 2022-12-06 | 2023-06-06 | 3.3954 |  | CALIBRATED TOGETHER TO THE NCC000752 EQUIPMENT
NCC000880 | TEMPERATURE MESH | TEMPERATURE | N/A | T -TYPE TC | N/A | 15.00 TO 38.00 ° C | 0.01 ° C | CALIBRAVEL\NCC000880.JPG | SECTOR 88 | BANCO DE PROVAS - M250 & RR300 | CIT 4 | IN USE | 182 | 2022-12-06 | 2023-06-06 | 3.3954 | MEDIÇÃO | CALIBRATED TOGETHER TO THE NCC000751 EQUIPMENT
NCC000881 | TEMPERATURE MESH | TEMPERATURE | N/A | K -TYPE K | N/A | 260.00 TO 872.00 ° C | 0.01 ° C | CALIBRAVEL\NCC000881.JPG | SECTOR 88 | BANCO DE PROVAS - M250 & RR300 | GPTOT | IN USE | 182 | 2022-12-06 | 2023-06-06 | 3.3954 | MEDIÇÃO | CALIBRATED IN CONJUNCTION WITH NCC001907 EQUIPMENT | QUOTATION 801188
NCC000882 | TEMPERATURE MESH | TEMPERATURE | N/A | K -TYPE K | N/A | 176.00 TO 538.00 ° C | 0.01 ° C | CALIBRAVEL\NCC000882 1.JPG | SECTOR 88 | BANCO DE PROVAS - M250 & RR300 | BLEED AIR | IN USE | 182 | 2022-12-06 | 2023-06-06 | 3.3954 | MEDIÇÃO | CALIBRATED IN CONJUNCTION WITH NCC000870 EQUIPMENT
NCC000883 | TEMPERATURE MESH | TEMPERATURE | N/A | K -TYPE K | N/A | 176.00 TO 538.00 ° C | 0.01 ° C | CALIBRAVEL\NCC000883.JPG | SECTOR 88 | BANCO DE PROVAS - M250 & RR300 | ANTI-ICE | IN USE | 182 | 2022-12-06 | 2023-06-06 | 3.3954 | MEDIÇÃO | CALIBRATED IN CONJUNCTION WITH NCC000747 EQUIPMENT
NCC000885 | TEMPERATURE MESH +J TYPE THERMOCOUPLE | TEMPERATURE | N/A | TC TYPE E | N/A | 10.00 - 38.00 ° C | 38.00C | CALIBRAVEL\NCC000885.JPG | SECTOR 88 | BANCO DE PROVAS - M250 & RR300 | TCRT - TEST CELL - 5TH IAS Q -131 DRAWER | IN USE | 182 | 2022-12-06 | 2023-06-06 | 3.3954 | MEDIÇÃO | CALIBRATED TOGETHER TO THE NCC000753 EQUIPMENT
NCC000886 | TEMPERATURE MESH | TEMPERATURE | N/A | TC TYPE E | N/A | 93 ° C - 326 ° C | 90 -326C | CALIBRAVEL\NCC000886.JPG | SECTOR 88 | BANCO DE PROVAS - M250 & RR300 | OTER COMB | IN USE | 182 | 2022-12-06 | 2023-06-06 | 3.3954 | MEDIÇÃO | CALIBRATED TOGETHER TO THE NCC000755 AND NCC000756 - CERT EQUIPMENT. 68711/20 CALIBRATED TOGETHER TO THE NCC000755 EQUIPMENT - CERT. 68709/20 CALIBRATED TOGETHER TO THE NCC000756 - CERT EQUIPMENT. 68716/20 CALIBRATED TOGETHER TO THE NCC000757 - CERT EQUIPMENT. 68707/20
NCC000888 | MANOVACUOMETER | PRESSURE | SURYHA | N/A | N/A | 0 - 1000 MBAR | N/A | CALIBRAVEL\NCC000888.JPG | SECTOR 22 | SALA DE TESTE DE ARTIGOS AVULSOS MI-35 | FCU BENCH | IN USE | 365 | 2022-08-16 | 2023-08-16 | 74.3954 |  | N/A
NCC000889 | ELECTRONIC DISPLACEMENT COMPARATOR | DIMENSIONAL | MITITAYO | ID-S1012M | 25289 | 0 - 12.70MM | 0.01 MM | N/A | SECTOR 08 | PROJETO T56 | TURBINE ASSEMBLY TOOL | OUT OF USE | 365 | 2021-12-15 | 2022-12-15 | -169.6046 | MEDIÇÃO | NOT FOUND | NOT FOUND IN INSPECTION
NCC000890/NCC002044 | PRESSURE TRANSMITTER (PRESSURE MESH) | PRESSURE | GE DRUCK | PTX5072-TB-A1-HO-HO | 3174487 | 800 - 1200 MBAR | N/A | CALIBRAVEL\NCC000890.JPG | SECTOR 88 | BANCO DE PROVAS - M250 & RR300 | PANEL 01 | IN USE | 182 | 2022-06-02 | 2022-12-01 | -183.6046 | MEDIÇÃO | OUT OF SERVICE
NCC000891/NCC002045 | PRESSURE TRANSMITTER (ABSOLUTE PRESSURE MESH) | PRESSURE | GE DRUCK | PTX5072-TB-A1-CA-H0-PE | 3201402 | 800 - 1200MBAR | N/A | CALIBRAVEL\NCC000891.JPG | SECTOR 88 | BANCO DE PROVAS - M250 & RR300 | PANEL 01 (CIP - INLET PRESSI COMPRESSOR) | OUT OF USE | 182 | 2022-06-01 | 2022-11-30 | -184.6046 | MEDIÇÃO | EQUIPMENT TAGGED AS OUT OF SERVICE
NCC000892 | PRESSURE TRANSMITTER | PRESSURE | GE DRUCK | N/A | 3145249 | 0 - 100 PSI G | N/A |  | SECTOR 20 | ÁREA SUPRIMENTOS (ESTOQUE 7) | PANEL 01 | OUT OF USE | 365 | 2017-09-20 | 2018-09-20 | -1716.6046 |  | EQUIPMENT TAGGED AS OUT OF SERVICE | WAITING FOR COMPANY DEMAND TO MAKE A CALIBRATION SERVICE QUOTATION
NCC000893 | PRESSURE TRANSMITTER | PRESSURE | GE DRUCK | N/A | 3371962 | 0 -200 PSI G | N/A |  | SECTOR 20 | ÁREA SUPRIMENTOS (ESTOQUE 7) | PTX5072-TB-A1-CA-H0-PE FCU BENCH / MACHINE ROOM | OUT OF USE | 365 | 2021-12-03 | 2022-12-03 | -181.6046 | MEDIÇÃO | EQUIPMENT TAGGED AS OUT OF SERVICE | WAITING FOR COMPANY DEMAND TO MAKE A CALIBRATION SERVICE QUOTATION
NCC000894 | PRESSURE TRANSMITTER | PRESSURE | GE DRUCK | N/A | 3201399 | 800 - 1200 MBAR | N/A |  | SECTOR 20 | ÁREA SUPRIMENTOS (ESTOQUE 7) | PANEL 01 | OUT OF USE | 365 | 2017-09-20 | 2018-09-20 | -1716.6046 |  | EQUIPMENT TAGGED AS OUT OF SERVICE | WAITING FOR COMPANY DEMAND TO MAKE A CALIBRATION SERVICE QUOTATION
NCC000895 | PRESSURE TRANSMITTER | PRESSURE | GE DRUCK | N/A | 3351123 | 0 - 100 PSI G | N/A |  | SECTOR 20 | ÁREA SUPRIMENTOS (ESTOQUE 7) | PANEL 01 | OUT OF USE | 365 | 2017-09-20 | 2018-09-20 | -1716.6046 |  | EQUIPMENT TAGGED AS OUT OF SERVICE | WAITING FOR COMPANY DEMAND TO MAKE A CALIBRATION SERVICE QUOTATION
NCC000896 | PRESSURE TRANSMITTER | PRESSURE | GE DRUCK | N/A | 3201858 | -14.5 - 32 PSI G | N/A |  | SECTOR 20 | ÁREA SUPRIMENTOS (ESTOQUE 7) | PANEL 01 | OUT OF USE | 365 | 2017-09-20 | 2018-09-20 | -1716.6046 |  | EQUIPMENT TAGGED AS OUT OF SERVICE | WAITING FOR COMPANY DEMAND TO MAKE A CALIBRATION SERVICE QUOTATION
NCC000897 | PRESSURE TRANSMITTER | PRESSURE | GE DRUCK | N/A | 3193280 | 0 - 100 PSI G | N/A |  | SECTOR 20 | ÁREA SUPRIMENTOS (ESTOQUE 7) | PANEL 01 | OUT OF USE | 365 | 2017-09-20 | 2018-09-20 | -1716.6046 |  | EQUIPMENT TAGGED AS OUT OF SERVICE | WAITING FOR COMPANY DEMAND TO MAKE A CALIBRATION SERVICE QUOTATION
NCC000898 | PRESSURE TRANSMITTER | PRESSURE | GE DRUCK | N/A | 3330381 | 0 - 100 PSI G | N/A |  | SECTOR 20 | ÁREA SUPRIMENTOS (ESTOQUE 7) | PANEL 01 | OUT OF USE | 365 | 2017-09-20 | 2018-09-20 | -1716.6046 |  | EQUIPMENT TAGGED AS OUT OF SERVICE | WAITING FOR COMPANY DEMAND TO MAKE A CALIBRATION SERVICE QUOTATION
NCC000899 | PRESSURE TRANSMITTER | PRESSURE | GE DRUCK | N/A | 3135579 | 0 - 100 PSI G | N/A |  | SECTOR 20 | ÁREA SUPRIMENTOS (ESTOQUE 7) | PANEL 01 | OUT OF USE | 365 | 2017-09-20 | 2018-09-20 | -1716.6046 |  | EQUIPMENT TAGGED AS OUT OF SERVICE | WAITING FOR COMPANY DEMAND TO MAKE A CALIBRATION SERVICE QUOTATION
NCC000900 | PRESSURE TRANSMITTER (PRESSURE MESH) | PRESSURE | GE DRUCK | N/A | 3193280 | 0 - 100 PSI G | N/A | CALIBRAVEL\NCC000900.JPG | SECTOR 88 | BANCO DE PROVAS - M250 & RR300 | PANEL 01 (TORQUE OIL PRESSURE) | IN USE | 182 | 2023-01-11 | 2023-07-12 | 39.3954 | MEDIÇÃO | PTX5072-TB-A1-CA-H0-PE READING CARRIED OUT IN LEODAS SOFTWARE - CH58 IAS Q132
NCC000901/NCC002046 | PRESSURE TRANSMITTER (PRESSURE MESH) | PRESSURE | GE DRUCK | PTX5072-TB-A1-CA-H0-PE | 3174483 | 800 - 1200 MBAR | N/A | CALIBRAVEL\NCC000901.JPG | SECTOR 88 | BANCO DE PROVAS - M250 & RR300 | PANEL 01 (BAROMETRIC PRESSURE) | OUT OF USE | 182 | 2023-01-11 | 2023-07-12 | 39.3954 | MEDIÇÃO | EQUIPMENT TAGGED AS OUT OF SERVICE
NCC000902 | PRESSURE TRANSMITTER | PRESSURE | GE DRUCK | N/A | 3155152 | 0 - 600 PSI G | N/A |  | SECTOR 20 | ÁREA SUPRIMENTOS (ESTOQUE 7) | PANEL 01 | OUT OF USE | 365 | 2017-09-20 | 2018-09-20 | -1716.6046 |  | EQUIPMENT TAGGED AS OUT OF SERVICE | WAITING FOR COMPANY DEMAND TO MAKE A CALIBRATION SERVICE QUOTATION
NCC000903 | PRESSURE TRANSMITTER | PRESSURE | GE DRUCK | N/A | 3361987 | 0 - 600 PSI G | N/A |  | SECTOR 20 | ÁREA SUPRIMENTOS (ESTOQUE 7) | PANEL 01 | OUT OF USE | 365 | 2017-09-20 | 2018-09-20 | -1716.6046 |  | EQUIPMENT TAGGED AS OUT OF SERVICE | WAITING FOR COMPANY DEMAND TO MAKE A CALIBRATION SERVICE QUOTATION
NCC000904 | PRESSURE TRANSMITTER | PRESSURE | GE DRUCK | N/A | 3193229 | 0 - 100 PSI G | N/A | CALIBRAVEL\NCC000904.JPG | SECTOR 88 | BANCO DE PROVAS - M250 & RR300 | AIR PRESSURE OF LINE | OUT OF USE | 182 | 2017-09-20 | 2018-03-21 | -1899.6046 | MEDIÇÃO | EQUIPMENT TAGGED AS OUT OF SERVICE | WAITING FOR COMPANY DEMAND TO MAKE A CALIBRATION SERVICE QUOTATION
NCC000905 | PRESSURE TRANSMITTER (PRESSURE MESH) | PRESSURE | GE DRUCK | N/A | 1197031LI | 0 - 150 PSI | N/A | CALIBRAVEL\NCC000905.JPG | SECTOR 88 | BANCO DE PROVAS - M250 & RR300 | PANEL 01 (CDP) IAS- Q132 | IN USE | 182 | 2023-01-11 | 2023-07-12 | 39.3954 | MEDIÇÃO | READING CARRIED OUT IN LEODAS SOFTWARE - CH50
NCC000907 | VIBLATION SENSOR/SENSOR | TIME AND FREQUENCY | ENDEVCO | 6222S-100A | 52037 | 1 - 200 G | 1 - 200G | CALIBRAVEL\NCC000907.JPG | SECTOR 88 | BANCO DE PROVAS - M250 & RR300 | Q 132/ COMPRESSOR | IN USE | 182 | 2022-12-13 | 2023-06-13 | 10.3954 | PROCAL | CALIBRATED TOGETHER NCC0000952
NCC000908 | VIBRATION SENSOR | TIME AND FREQUENCY | ENDEVCO | N/A | 52039 | 1 - 200 G | 1 - 200 G |  | SECTOR 20 | ÁREA SUPRIMENTOS (ESTOQUE 7) | REPAIR SHOP | OUT OF USE | 365 |  |  | -45079.6046 |  | EQUIPMENT TAGGED AS OUT OF SERVICE | WAITING FOR COMPANY DEMAND TO MAKE A CALIBRATION SERVICE QUOTATION
NCC000909 | VIBLATION SENSOR/SENSOR | TIME AND FREQUENCY | ENDEVCO | 6222S-100A | 52038 | 1 - 200 G | 1 - 200G | CALIBRAVEL\NCC000909.JPG | SECTOR 88 | BANCO DE PROVAS - M250 & RR300 | Q 132/ GEARBOX | IN USE | 182 | 2022-12-13 | 2023-06-13 | 10.3954 | PROCAL | CALIBRATED TOGETHER NCC0000952
NCC000910 | VIBLATION SENSOR/SENSOR | TIME AND FREQUENCY | ENDEVCO | 6222S-100A | 52040 | 1 - 200 G | 1 - 200G | CALIBRAVEL\NCC000910.JPG | SECTOR 88 | BANCO DE PROVAS - M250 & RR300 | Q 132/ TURBINE | IN USE | 182 | 2022-12-13 | 2023-06-13 | 10.3954 | PROCAL | CALIBRATED TOGETHER NCC0000952
NCC000911 | MANOMETER | PRESSURE | N/A | N/A | N/A | 0-140 BAR / 0-2000 PSI | N/A |  | SECTOR 20 | ÁREA SUPRIMENTOS (ESTOQUE 7) | OUT OF SERVICE EQUIPMENT ROOM | OUT OF USE | 365 |  |  | -45079.6046 |  | EQUIPMENT TAGGED AS OUT OF SERVICE | WAITING FOR COMPANY DEMAND TO MAKE A CALIBRATION SERVICE QUOTATION
NCC000912 | TYPE K THERMOCOUPLE | TEMPERATURE | N/A | N/A | N/A | N/A | N/A |  | SECTOR 20 | ÁREA SUPRIMENTOS (ESTOQUE 7) | DINO TEMP. LOWER RIGHT | OUT OF USE | 365 | 2017-09-22 | 2018-09-22 | -1714.6046 |  | EQUIPMENT TAGGED AS OUT OF SERVICE | WAITING FOR COMPANY DEMAND TO MAKE A CALIBRATION SERVICE QUOTATION
NCC000913 | TYPE K THERMOCOUPLE | TEMPERATURE | N/A | N/A | N/A | N/A | N/A |  | SECTOR 20 | ÁREA SUPRIMENTOS (ESTOQUE 7) | DINO TEMP HIGHER | OUT OF USE | 365 | 2017-09-22 | 2018-09-22 | -1714.6046 |  | EQUIPMENT TAGGED AS OUT OF SERVICE | WAITING FOR COMPANY DEMAND TO MAKE A CALIBRATION SERVICE QUOTATION
NCC000914 | TYPE K THERMOCOUPLE | TEMPERATURE | N/A | N/A | N/A | N/A | N/A |  | SECTOR 20 | ÁREA SUPRIMENTOS (ESTOQUE 7) | DINO TEPMP. HIGHER | OUT OF USE | 365 | 2017-09-22 | 2018-09-22 | -1714.6046 |  | EQUIPMENT TAGGED AS OUT OF SERVICE | WAITING FOR COMPANY DEMAND TO MAKE A CALIBRATION SERVICE QUOTATION
NCC000915 | TYPE K THERMOCOUPLE | TEMPERATURE | N/A | N/A | N/A | N/A | N/A |  | SECTOR 20 | ÁREA SUPRIMENTOS (ESTOQUE 7) | WATER ENTRY | OUT OF USE | 365 |  |  | -45079.6046 |  | EQUIPMENT TAGGED AS OUT OF SERVICE | WAITING FOR COMPANY DEMAND TO MAKE A CALIBRATION SERVICE QUOTATION
NCC000916 | TACHOMETER | TIME AND FREQUENCY | AIRCRAFT APPLIANCES AND EQUIPMENT LIMITED | N/A | 238318 | N/A | N/A |  | SECTOR 20 | ÁREA SUPRIMENTOS (ESTOQUE 7) | LOCATE | OUT OF USE | 365 | 2017-09-11 | 2018-09-11 | -1725.6046 |  | EQUIPMENT TAGGED AS OUT OF SERVICE | WAITING FOR COMPANY DEMAND TO MAKE A CALIBRATION SERVICE QUOTATION
NCC000917 | CARGO CELL | WEIGHT | INTERFACE | 1220AF-250KN-B | 257621A | 0 - 50000 NM | N/A |  | SECTOR 20 | ÁREA SUPRIMENTOS (ESTOQUE 7) | DYNAMOMETER | OUT OF USE | 365 |  |  | -45079.6046 |  | EQUIPMENT TAGGED AS OUT OF SERVICE | WAITING FOR COMPANY DEMAND TO MAKE A CALIBRATION SERVICE QUOTATION
NCC000918 | PRESSURE TRANSMITTER | PRESSURE | ZURICH | N/A | BA | 0 - 1 BAR | N/A |  | SECTOR 20 | ÁREA SUPRIMENTOS (ESTOQUE 7) | OIL TANK | OUT OF USE | 365 |  |  | -45079.6046 |  | EQUIPMENT TAGGED AS OUT OF SERVICE | WAITING FOR COMPANY DEMAND TO MAKE A CALIBRATION SERVICE QUOTATION
NCC000919 | AMMETER | ELECTRICITY | SIMPSON | 60120 | SK525-447-3 | 0 - 20 A / 0 - 2 A | N/A |  | SECTOR 105 | SALA ELÉTRICA | MOTOR ACCESSORIES TEST | OUT OF USE | 365 | 2021-08-03 | 2022-08-03 | -303.6046 | MEDIÇÃO | EQUIPMENT TAGGED AS OUT OF SERVICE | WAITING FOR COMPANY DEMAND TO MAKE A CALIBRATION SERVICE QUOTATION
NCC000920 | AMMETER | ELECTRICITY | A&M INST | N/A | 907-80 | 0-30VAC / 0-150 VAC | N/A | N/A | SECTOR 102 | BANCO DE PROVAS - T56 & PW100 | TD TEST AMPLIFIER | OUT OF USE | 365 | 2021-08-03 | 2022-08-03 | -303.6046 | MEDIÇÃO | EQUIPMENT TAGGED AS OUT OF SERVICE | WAITING FOR COMPANY DEMAND TO MAKE A CALIBRATION SERVICE QUOTATION
NCC000921 | TEMPERATURE INDICATOR | TEMPERATURE | NOVUS | N/A | 11141843 | -200 - 1260 ° C | N/A | N/A | SECTOR 102 | BANCO DE PROVAS - T56 & PW100 | TD TEST AMPLIFIER | OUT OF USE | 365 | 2021-07-23 | 2022-07-23 | -314.6046 | MEDIÇÃO | EQUIPMENT TAGGED AS OUT OF SERVICE | WAITING FOR COMPANY DEMAND TO MAKE A CALIBRATION SERVICE QUOTATION
NCC000922 | TYPE J THERMOCOUPLE | TEMPERATURE | N/A | N/A | N/A | -200 TO 1250 ° C | N/A |  | SECTOR 20 | ÁREA SUPRIMENTOS (ESTOQUE 7) | SCAVENG TEMP. | OUT OF USE | 365 | 2017-09-22 | 2018-09-22 | -1714.6046 |  | EQUIPMENT TAGGED AS OUT OF SERVICE | WAITING FOR COMPANY DEMAND TO MAKE A CALIBRATION SERVICE QUOTATION
NCC000924 | FLOWMETER | FLOW RATE | INCONTROL | VTL025A020211RAC11 | VL108411 | 12 - 227 L/MIN | N/A |  | SECTOR 20 | ÁREA SUPRIMENTOS (ESTOQUE 7) | LOCATE | OUT OF USE | 365 | 2017-08-08 | 2018-08-08 | -1759.6046 |  | EQUIPMENT TAGGED AS OUT OF SERVICE | WAITING FOR COMPANY DEMAND TO MAKE A CALIBRATION SERVICE QUOTATION
NCC000925 | FLOWMETER | FLOW RATE | INCONTROL | VTL025A020211RAC11 | VL106411 | N/A | N/A |  | SECTOR 20 | ÁREA SUPRIMENTOS (ESTOQUE 7) | LOCATE | OUT OF USE | 365 | 2017-08-08 | 2018-08-08 | -1759.6046 |  | EQUIPMENT TAGGED AS OUT OF SERVICE | WAITING FOR COMPANY DEMAND TO MAKE A CALIBRATION SERVICE QUOTATION
NCC000926 | PRESSURE TRANSMITTER | PRESSURE | GE DRUCK | PTX5072 | 3348379 | 0 - 30 INHG | N/A | CALIBRAVEL\NCC000926.JPG | SECTOR 20 | ÁREA SUPRIMENTOS (ESTOQUE 7) | OUT OF SERVICE EQUIPMENT ROOM | OUT OF USE | 365 | 2017-09-20 | 2018-09-20 | -1716.6046 |  | EQUIPMENT TAGGED AS OUT OF SERVICE | WAITING FOR COMPANY DEMAND TO MAKE A CALIBRATION SERVICE QUOTATION
NCC000927 | PRESSURE TRANSMITTER | PRESSURE | GE DRUCK | PTX5072 | 3163417 | 0 - 30 INHG | N/A |  | SECTOR 20 | ÁREA SUPRIMENTOS (ESTOQUE 7) | LOCATE | OUT OF USE | 365 | 2017-09-20 | 2018-09-20 | -1716.6046 |  | EQUIPMENT TAGGED AS OUT OF SERVICE | WAITING FOR COMPANY DEMAND TO MAKE A CALIBRATION SERVICE QUOTATION
NCC000928 | SAFETY VALVE | PRESSURE | FLUID CONTROLS OF BRAZIL | N/A | 58914 | 0 - 11.2 KGF | N/A | CALIBRAVEL\NCC000928.JPG | AT | #N/A | PRESSURE VESSEL | IN USE | 365 | 2022-08-17 | 2023-08-17 | 75.3954 |  | VS - 80N4LS PM - 12KGF DN - 1/SPT PA - 11.4 T MAX - 200 ° DATE - 05/11 | QUOTATION 810647 NF 11617
NCC000929 | SAFETY VALVE | PRESSURE | FLUID CONTROLS OF BRAZIL | N/A | 58907 | 0 - 11.4 KGF | N/A | CALIBRAVEL\NCC000929.JPG | SECTOR 20 | ÁREA SUPRIMENTOS (ESTOQUE 7) | LOCATE | OUT OF USE | 365 | 2021-08-20 | 2022-08-20 | -286.6046 |  | EQUIPMENT TAGGED AS OUT OF SERVICE | WAITING FOR COMPANY DEMAND TO MAKE A CALIBRATION SERVICE QUOTATION
NCC000930 | MANOMETER | PRESSURE | CONDOR | N/A | N/A | 0 - 2.5 BAR / 0 | N/A |  | SECTOR 20 | ÁREA SUPRIMENTOS (ESTOQUE 7) | REPAIR SHOP | OUT OF USE | 365 |  |  | -45079.6046 |  | EQUIPMENT TAGGED AS OUT OF SERVICE | WAITING FOR COMPANY DEMAND TO MAKE A CALIBRATION SERVICE QUOTATION
NCC000931 | MANOMETER | PRESSURE | CONDOR | N/A | N/A | 0 - 40 BAR | N/A |  | SECTOR 20 | ÁREA SUPRIMENTOS (ESTOQUE 7) | REPAIR SHOP | OUT OF USE | 365 |  |  | -45079.6046 |  | EQUIPMENT TAGGED AS OUT OF SERVICE | WAITING FOR COMPANY DEMAND TO MAKE A CALIBRATION SERVICE QUOTATION
NCC000932 | MANOMETER | PRESSURE | PARKER | N/A | 9676-04 | 0 - 14 BAR / 0 - 200 LBF / IN² | N/A |  | SECTOR 105 | SALA ELÉTRICA | DYNAMOMETER INPUT | OUT OF USE | 365 | 2017-09-20 | 2018-09-20 | -1716.6046 |  | EQUIPMENT TAGGED AS OUT OF SERVICE | WAITING FOR COMPANY DEMAND TO MAKE A CALIBRATION SERVICE QUOTATION
NCC001109 | TORQUEMETER | FORCE | STAHLWILLE | MANOSKOP 730D/20 | 6776243 | 20-200N.M / 15-150FT.LB / 180-1800 INLB | N/A |  | SECTOR 10 | INSPEÇÃO DIMENSIONAL | PW100 PROJECT | OUT OF USE | 365 | 2022-02-23 | 2023-02-23 | -99.6046 | MEDIÇÃO | EQUIPMENT TAGGED AS OUT OF SERVICE | WAITING FOR COMPANY DEMAND TO MAKE A CALIBRATION SERVICE QUOTATION
NCC000934 | DEPTH | DIMENSIONAL | MITITAYO | N/A | 700053 | 0.230 TO 6,000 " | 0.001 " |  | SECTOR 20 | ÁREA SUPRIMENTOS (ESTOQUE 7) | OUT OF SERVICE EQUIPMENT ROOM | OUT OF USE | 365 | 2023-03-03 | 2024-03-02 | 273.3954 | MEDIÇÃO | EQUIPMENT TAGGED AS OUT OF SERVICE | CALIBRATION PERFORMED
NCC000933 | COMPARATOR CLOCK | DIMENSIONAL | MITITAYO | ID-S1012M | 23823 | 0 - 1MM | 0.01 MM | CALIBRAVEL\NCC000933 NCC000993 1.JPG | SECTOR 10 | INSPEÇÃO DIMENSIONAL | DIMENSIONAL INSPECTION AREA | IN USE | 365 | 2022-07-25 | 2023-07-25 | 52.3954 |  | PN - 6799577 COD: 121150 DESCRIPTION: SUTURE MODEL: 290-015 (W/290-115)
NCC000936 | PT100 SENSOR | TEMPERATURE | N/A | N/A | N/A | N/A | N/A |  | SECTOR 20 | ÁREA SUPRIMENTOS (ESTOQUE 7) | LOCATE | OUT OF USE | 365 | 2017-09-25 | 2018-09-25 | -1711.6046 |  | EQUIPMENT TAGGED AS OUT OF SERVICE | WAITING FOR COMPANY DEMAND TO MAKE A CALIBRATION SERVICE QUOTATION
NCC000937 | TYPE K THERMOCOUPLE | TEMPERATURE | MTI INSTRUMENTS | N/A | N/A | N/A | N/A |  | SECTOR 105 | SALA ELÉTRICA | ALUMINUM BRIEFCASE THERMOCOUPLES | OUT OF USE | 365 | 2017-09-20 | 2018-09-20 | -1716.6046 |  | EQUIPMENT TAGGED AS OUT OF SERVICE | WAITING FOR COMPANY DEMAND TO MAKE A CALIBRATION SERVICE QUOTATION
NCC000938 | TYPE K THERMOCOUPLE | TEMPERATURE | MTI INSTRUMENTS | N/A | N/A | N/A | N/A |  | SECTOR 105 | SALA ELÉTRICA | ALUMINUM BRIEFCASE THERMOCOUPLES | OUT OF USE | 365 | 2017-09-25 | 2018-09-25 | -1711.6046 |  | EQUIPMENT TAGGED AS OUT OF SERVICE | WAITING FOR COMPANY DEMAND TO MAKE A CALIBRATION SERVICE QUOTATION
NCC000939 | TYPE K THERMOCOUPLE | TEMPERATURE | MTI INSTRUMENTS | N/A | N/A | N/A | N/A |  | SECTOR 105 | SALA ELÉTRICA | ALUMINUM BRIEFCASE THERMOCOUPLES | OUT OF USE | 365 | 2017-09-25 | 2018-09-25 | -1711.6046 |  | EQUIPMENT TAGGED AS OUT OF SERVICE | WAITING FOR COMPANY DEMAND TO MAKE A CALIBRATION SERVICE QUOTATION
NCC000940 | STANDARD BAR | DIMENSIONAL | KELL-STROM | N/A | PWC37068 | 560 TO 560 MM | N/A |  | SECTOR 20 | ÁREA SUPRIMENTOS (ESTOQUE 7) | OUT OF SERVICE EQUIPMENT ROOM | OUT OF USE | 365 | 2017-10-10 | 2018-10-10 | -1696.6046 |  | EQUIPMENT TAGGED AS OUT OF SERVICE | WAITING FOR COMPANY DEMAND TO MAKE A CALIBRATION SERVICE QUOTATION
NCC000941 | COMPARSECTOR 20OR CLOCK | DIMENSIONAL | MITITAYO | 209-116 | PWC56146 | N/A | N/A | CALIBRAVEL\NCC000941.JPG | SECTOR 20 | ÁREA SUPRIMENTOS (ESTOQUE 7) | OUT OF SERVICE EQUIPMENT ROOM | OUT OF USE | 365 | 2017-10-10 | 2018-10-10 | -1696.6046 |  | EQUIPMENT TAGGED AS OUT OF SERVICE | WAITING FOR COMPANY DEMAND TO MAKE A CALIBRATION SERVICE QUOTATION
NCC000942 | MANOMETER | PRESSURE | MARSH | N/A | N/A | 0 - 10000 PSI | N/A | CALIBRAVEL\NCC000942.JPG | SECTOR 20 | ÁREA SUPRIMENTOS (ESTOQUE 7) | OUT OF SERVICE EQUIPMENT ROOM | OUT OF USE | 365 | 2017-10-10 | 2018-10-10 | -1696.6046 |  | EQUIPMENT TAGGED AS OUT OF SERVICE | WAITING FOR COMPANY DEMAND TO MAKE A CALIBRATION SERVICE QUOTATION
NCC000943 | COMPARATOR CLOCK | DIMENSIONAL | STARRETT | 81-141 | N/A | 0.000 TO 0.250 IN | N/A | CALIBRAVEL\NCC000943.JPG | SECTOR 20 | ÁREA SUPRIMENTOS (ESTOQUE 7) | SHELF NCP002946 02 | OUT OF USE | 365 | 2022-10-18 | 2023-10-18 | 137.3954 |  | CALIBRATION REQUESTED BY VICTOR / / OUT OF SERVICE ROOM
NCC000944 | FEELER CLOCK | DIMENSIONAL | FEDERAL MAHR | N/A | 60010024 | 0.0000 TO 0.0300 " | N/A | CALIBRAVEL\NCC000944.JPG | SECTOR 10 | INSPEÇÃO DIMENSIONAL | DIMENSIONAL INSPECTION AREA | IN USE | 365 | 2023-03-27 | 2024-03-26 | 297.3954 | MEDIÇÃO |  |  | ..\CERTIFICADOS DE PÓS CALIBRAÇÃO\2023\ABRIL\NCC000944 - RELÓGIO APALPADOR ANALÓGICO.pdf
NCC000945 | ABSULUTO PRESSURE TRANSMITTER | PRESSURE | WIKA | S-10 | 110A1CZS | 0 -15 PSIA | N/A | FOTO | SECTOR 102 | BANCO DE PROVAS - T56 & PW100 | BAROMETRIC - TCRP | IN USE | 182 | 2022-07-20 | 2023-07-20 | 47.3954 |  | N/A
NCC000946 | ABSOLUTE PRESSURE TRANSMITTER | PRESSURE | WIKA | S-10 | 110A1CZT | 0 -15 PSIA | N/A | FOTO | SECTOR 102 | BANCO DE PROVAS - T56 & PW100 | CPD - EXHAUSTING SESTIC | IN USE | 182 | 2022-07-20 | 2023-07-20 | 47.3954 |  | N/A
NCC000947 | ABSOLUTE PRESSURE TRANSMITTER | PRESSURE | WIKA | S-10 | 110A1CZU | 0 -15 PSIA | N/A |  | SECTOR 20 | ÁREA SUPRIMENTOS (ESTOQUE 7) | CIP | OUT OF USE | 365 | 2020-04-20 | 2021-04-20 | -773.6046 |  | EQUIPMENT TAGGED AS OUT OF SERVICE | WAITING FOR COMPANY DEMAND TO MAKE A CALIBRATION SERVICE QUOTATION
NCC000948 | ACCELEROMETER | TIME AND FREQUENCY | PCB PIEZOTRONICS | N/A | 50378 | N/A | N/A |  | SECTOR 20 | ÁREA SUPRIMENTOS (ESTOQUE 7) | DYNAMOMETER | OUT OF USE | 365 | 2020-07-21 | 2021-07-21 | -681.6046 |  | EQUIPMENT TAGGED AS OUT OF SERVICE | WAITING FOR COMPANY DEMAND TO MAKE A CALIBRATION SERVICE QUOTATION
NCC000949 | VIBLATION SENSOR/SENSOR | TIME AND FREQUENCY | PCB PIEZOTRONICS | 6222S-100A | 46915 | 1 - 200 G | 1 - 200G | CALIBRAVEL\NCC000949.JPG | SECTOR 88 | BANCO DE PROVAS - M250 & RR300 | Q 132/ DYNAMOMETRO | IN USE | 182 | 2022-12-13 | 2023-06-13 | 10.3954 | PROCAL | CALIBRATED TOGETHER NCC0000952
NCC000950 | VIBLATION SENSOR/SENSOR | TIME AND FREQUENCY | PCB PIEZOTRONICS | 6222S-100A | 50377 | 1 - 200 G | 1 - 200G |  | SECTOR 102 | BANCO DE PROVAS - T56 & PW100 | T56/PW TEST CELL | IN USE | 365 | 2022-06-21 | 2023-06-21 | 18.3954 | PROCAL | CALIBRATED TOGETHER NCC001921
NCC000951 | ACCELEROMETER | TIME AND FREQUENCY | PCB PIEZOTRONICS | N/A | 50379 | N/A | N/A |  | SECTOR 20 | ÁREA SUPRIMENTOS (ESTOQUE 7) | TURBINE | OUT OF USE | 365 | 2019-12-18 | 2020-12-17 | -897.6046 |  | EQUIPMENT TAGGED AS OUT OF SERVICE | WAITING FOR COMPANY DEMAND TO MAKE A CALIBRATION SERVICE QUOTATION
NCC000952 | SIGNAL CONDITIONER SENSOR | TIME AND FREQUENCY | PCB PIEZOTRONICS | 482C SERIES | 201 | N/A | N/A | CALIBRAVEL\NCC000952 1 (3).JPG | SECTOR 88 | BANCO DE PROVAS - M250 & RR300 | IAS Q132 | IN USE | 365 | 2022-12-13 | 2023-06-13 | 10.3954 | PROCAL | CALIBRATED WITH THE EQUIPMENT NCC000907 NCC000910 NCC000909 NCC000949
NCC000955 | PRESSURE TRANSMITTER | PRESSURE | WIKA | S -10 | 260QI3M | N/A | N/A |  | SECTOR 29 | SALA DE MÁQUINAS | FCU BENCH | IN USE | 365 | 2023-03-03 | 2024-03-02 | 273.3954 | MEDIÇÃO | N/A | CALIBRATION PERFORMED
NCC000956 | PRESSURE TRANSMITTER | PRESSURE | ZURICH | PSI - 420 | N/A | 0 - 200 PSI | N/A |  | SECTOR 29 | SALA DE MÁQUINAS | FCU BENCH | IN USE | 365 | 2023-03-02 | 2024-03-01 | 272.3954 | MEDIÇÃO | BEHIND THE FCU BENCH | CALIBRATION PERFORMED
NCC000957 | COMPARATOR CLOCK | DIMENSIONAL | BATY | N/A | N/A | 0.01 - 08MM | N/A | CALIBRAVEL\NCC000957.JPG | SECTOR 20 | ÁREA SUPRIMENTOS (ESTOQUE 7) | SHELF NCP002989 02 | OUT OF USE | 365 | 2022-08-16 | 2023-08-16 | 74.3954 |  | OUT OF SERVICE ROOM
NCC000958 | TORQUE SCREW DIVE | FORCE | SNAP-ON | QDRIVER3P | 809111403 | 1.5 - 15 INLB | N/A |  | SECTOR 20 | ÁREA SUPRIMENTOS (ESTOQUE 7) | OUT OF SERVICE EQUIPMENT ROOM | OUT OF USE | 365 |  |  | -45079.6046 |  | EQUIPMENT TAGGED AS OUT OF SERVICE | WAITING FOR COMPANY DEMAND TO MAKE A CALIBRATION SERVICE QUOTATION
NCC000959 | COMPARSECTOR 20OR CLOCK | DIMENSIONAL | BSECTOR 20Y | N/A | N/A | N/A | N/A |  | SECTOR 20 | ÁREA SUPRIMENTOS (ESTOQUE 7) | OUT OF SERVICE EQUIPMENT ROOM | OUT OF USE | 365 |  |  | -45079.6046 |  | EQUIPMENT TAGGED AS OUT OF SERVICE | WAITING FOR COMPANY DEMAND TO MAKE A CALIBRATION SERVICE QUOTATION
NCC000961 | TORQUEMETER | DIMENSIONAL | SNAP-ON | QD1R50 | 109006292 | N/A | N/A |  | SECTOR 20 | ÁREA SUPRIMENTOS (ESTOQUE 7) | LOCATE | OUT OF USE | 365 | 2021-04-09 | 2022-04-09 | -419.6046 |  | EQUIPMENT TAGGED AS OUT OF SERVICE | WAITING FOR COMPANY DEMAND TO MAKE A CALIBRATION SERVICE QUOTATION
NCC000962 | ROTSECTOR 20ION INDICSECTOR 20OR | TIME AND FREQUENCY | COEL CONTROLS ELECTRICOS LTDA | UW-1200 | 17000006 | N/A | N/A |  | SECTOR 20 | ÁREA SUPRIMENTOS (ESTOQUE 7) | OUT OF SERVICE EQUIPMENT ROOM | OUT OF USE | 365 |  | N/A | #VALUE! |  | EQUIPMENT TAGGED AS OUT OF SERVICE | WAITING FOR COMPANY DEMAND TO MAKE A CALIBRATION SERVICE QUOTATION
NCC000963 | FEELER CLOCK | DIMENSIONAL | MITITAYO | N/A | KHE677 | N/A | N/A |  | SECTOR 20 | ÁREA SUPRIMENTOS (ESTOQUE 7) | OUT OF SERVICE EQUIPMENT ROOM | OUT OF USE | 365 |  | N/A | #VALUE! |  | EQUIPMENT TAGGED AS OUT OF SERVICE | WAITING FOR COMPANY DEMAND TO MAKE A CALIBRATION SERVICE QUOTATION
NCC000964 | FEELER CLOCK | DIMENSIONAL | FEDERAL MAHR | 801V | 30041508 | N/A | N/A | CALIBRAVEL\NCC000964.JPG | SECTOR 20 | ÁREA SUPRIMENTOS (ESTOQUE 7) | OUT OF SERVICE EQUIPMENT ROOM | OUT OF USE | 365 |  | N/A | #VALUE! |  | EQUIPMENT TAGGED AS OUT OF SERVICE | WAITING FOR COMPANY DEMAND TO MAKE A CALIBRATION SERVICE QUOTATION
NCC000965 | MANOMETER | PRESSURE | BUDENBERG GAUE | N/A | 10067154 | 0 - 300 LB/IN² | N/A | CALIBRAVEL\NCC000965.JPG | SECTOR 20 | ÁREA SUPRIMENTOS (ESTOQUE 7) | OUT OF SERVICE EQUIPMENT ROOM | OUT OF USE | 365 |  | N/A | #VALUE! |  | EQUIPMENT TAGGED AS OUT OF SERVICE | WAITING FOR COMPANY DEMAND TO MAKE A CALIBRATION SERVICE QUOTATION
NCC000966 | DIGITAL COMPARSECTOR 20OR CLOCK | DIMENSIONAL | MITITAYO | ID-S1012M | 21437 | N/A | N/A | CALIBRAVEL\NCC000966.JPG | SECTOR 20 | ÁREA SUPRIMENTOS (ESTOQUE 7) | OUT OF SERVICE EQUIPMENT ROOM | OUT OF USE | 365 |  | N/A | #VALUE! | MEDIÇÃO | EQUIPMENT TAGGED AS OUT OF SERVICE | WAITING FOR COMPANY DEMAND TO MAKE A CALIBRATION SERVICE QUOTATION
NCC000967 | PACHYMETER | DIMENSIONAL | MITITAYO | N/A | N/A | N/A | N/A | CALIBRAVEL\NCC000967.JPG | SECTOR 10 | INSPEÇÃO DIMENSIONAL | DIMENSIONAL INSPECTION AREA | IN USE | 365 | 2022-08-16 | 2023-08-16 | 74.3954 |  | N/A
NCC000968 | WSECTOR 20ER COLUMN | FLOW RSECTOR 20E | DWYER CONTROLS GAGES | N/A | N/A | N/A | N/A | N/A | SECTOR 20 | ÁREA SUPRIMENTOS (ESTOQUE 7) | OUT OF SERVICE EQUIPMENT ROOM | OUT OF USE | 365 | N/A | N/A | #VALUE! |  | EQUIPMENT TAGGED AS OUT OF SERVICE | WAITING FOR COMPANY DEMAND TO MAKE A CALIBRATION SERVICE QUOTATION
NCC000969 | MICROMETER | DIMENSIONAL | MITITAYO | N/A | 193-202 | 1 - 2 " | N/A | N/A | SECTOR 20 | ÁREA SUPRIMENTOS (ESTOQUE 7) | OUT OF SERVICE EQUIPMENT ROOM | OUT OF USE | 365 | N/A | N/A | #VALUE! |  | EQUIPMENT TAGGED AS OUT OF SERVICE | WAITING FOR COMPANY DEMAND TO MAKE A CALIBRATION SERVICE QUOTATION
NCC000970 | FEELER CLOCK | DIMENSIONAL | MITITAYO | 512-202 | 831852 | N/A | N/A | CALIBRAVEL\NCC000970.JPG | SECTOR 20 | ÁREA SUPRIMENTOS (ESTOQUE 7) | OUT OF SERVICE EQUIPMENT ROOM | OUT OF USE | 365 | N/A | N/A | #VALUE! |  | EQUIPMENT TAGGED AS OUT OF SERVICE | WAITING FOR COMPANY DEMAND TO MAKE A CALIBRATION SERVICE QUOTATION
NCC000971 | CARGO CELL | WEIGHT | BLH ELECTRONICS INC. | C3P1 | 14364 | 0 -2000 KG | N/A | N/A | SECTOR 20 | ÁREA SUPRIMENTOS (ESTOQUE 7) | LOCATE | OUT OF USE | 365 | 2018-03-29 | 2019-03-29 | -1526.6046 |  | EQUIPMENT TAGGED AS OUT OF SERVICE | WAITING FOR COMPANY DEMAND TO MAKE A CALIBRATION SERVICE QUOTATION
NCC000972 | VOLTMETER | ELECTRICITY | NEWPORT ELECTRONICS, INC. | 2004-4 | 2020298 | N/A | N/A | N/A | SECTOR 28 | TESTE DE COMBUSTÍVEL | FCU BENCH | OUT OF USE | 365 | 2019-10-22 | 2020-10-21 | -954.6046 | INGEL | EQUIPMENT TAGGED AS OUT OF SERVICE | WAITING FOR COMPANY DEMAND TO MAKE A CALIBRATION SERVICE QUOTATION
NCC000973 | MANOMETER | TIME AND FREQUENCY | BRASS BELLOWS | INCHES WATER | RR15775 FA141 | 0 -20 INH²O | N/A | N/A | SECTOR 20 | ÁREA SUPRIMENTOS (ESTOQUE 7) | KEPT BY COACH WESLEY BRAES | OUT OF USE | 365 | 2020-05-14 | 2021-05-14 | -749.6046 |  | EQUIPMENT TAGGED AS OUT OF SERVICE | WAITING FOR COMPANY DEMAND TO MAKE A CALIBRATION SERVICE QUOTATION
NCC000975 | TEMPERATURE INDICATOR | TEMPERATURE | VISOMES | T200 | N/A | 0 - 530 ° C | 530C | CALIBRAVEL\NCC000975.JPG | SECTOR 48 | PINTURA | PORTABLE OVEN REPAIRS | IN USE | 365 | 2023-05-12 | 2024-05-11 | 343.3954 | MEDIÇÃO | N/A
NCC000976 | DIGITAL PACHYMETER | DIMENSIONAL | ETALON | N/A | 539038 | 0 - 24 " | N/A | CALIBRAVEL\NCC000976.JPG | SECTOR 10 | INSPEÇÃO DIMENSIONAL | DIMENSIONAL INSPECTION AREA | IN USE | 365 | 2022-06-15 | 2023-06-15 | 12.3954 |  | N/A
NCC000977 | ANALOG HEIGHT TRACER | DIMENSIONAL | MITITAYO | HS-24 | 07GZA000 / 07GZA002 | N/A | N/A | CALIBRAVEL\NCC000977.JPG | SECTOR 20 | ÁREA SUPRIMENTOS (ESTOQUE 7) | OUT OF SERVICE EQUIPMENT ROOM | OUT OF USE | 365 | N/A | N/A | #VALUE! |  | EQUIPMENT TAGGED AS OUT OF SERVICE | Equipment used exclusively in the MI-35M project of the Brazilian Air Force. Project halted by customer decision. Equipment out of use identified.
NCC000978 | TORQUEMETER | DIMENSIONAL | SNAP-ON | N/A | N/A | N/A | N/A | N/A | SECTOR 20 | ÁREA SUPRIMENTOS (ESTOQUE 7) | OUT OF SERVICE EQUIPMENT ROOM | OUT OF USE | 365 | N/A | N/A | #VALUE! | MEDIÇÃO | EQUIPMENT TAGGED AS OUT OF SERVICE | WAITING FOR COMPANY DEMAND TO MAKE A CALIBRATION SERVICE QUOTATION
NCC000979 | MANOMETER | PRESSURE | CONDOR | N/A | N/A | N/A | N/A | N/A | SECTOR 20 | ÁREA SUPRIMENTOS (ESTOQUE 7) | METALLIZATION | OUT OF USE | 365 | N/A | N/A | #VALUE! | MEDIÇÃO | EQUIPMENT TAGGED AS OUT OF SERVICE | WAITING FOR COMPANY DEMAND TO MAKE A CALIBRATION SERVICE QUOTATION
NCC000980 | MANOMETER | PRESSURE | CONDOR | N/A | N/A | N/A | N/A | N/A | SECTOR 20 | ÁREA SUPRIMENTOS (ESTOQUE 7) | METALLIZATION | OUT OF USE | 365 | N/A | N/A | #VALUE! | MEDIÇÃO | EQUIPMENT TAGGED AS OUT OF SERVICE | WAITING FOR COMPANY DEMAND TO MAKE A CALIBRATION SERVICE QUOTATION
NCC000981 | MANOMETER | PRESSURE | BELTON | N/A | N/A | 0 - 160 PSI / 0 - 11 BAR | N/A | N/A | SECTOR 20 | ÁREA SUPRIMENTOS (ESTOQUE 7) | PAINTING | OUT OF USE | 365 | N/A | N/A | #VALUE! | MEDIÇÃO | EQUIPMENT TAGGED AS OUT OF SERVICE | WAITING FOR COMPANY DEMAND TO MAKE A CALIBRATION SERVICE QUOTATION
NCC000982 | MANOMETER | PRESSURE | BELTON | N/A | N/A | 0 - 160 PSI / 0 - 11 BAR | N/A | CALIBRAVEL\NCC000982.JPG | SECTOR 20 | ÁREA SUPRIMENTOS (ESTOQUE 7) | MANUAL REPAIRS | IN USE | 365 | 2023-02-03 | 2024-02-03 | 245.3954 | MEDIÇÃO
NCC000983 | MANOMETER | PRESSURE | WERK-SHOTT PNEUMSECTOR 20IC | N/A | N/A | 0 - 160 PSI / 0 - 11 BAR | N/A | CALIBRAVEL\NCC000983.JPG | SECTOR 20 | ÁREA SUPRIMENTOS (ESTOQUE 7) | OUT OF SERVICE EQUIPMENT ROOM | OUT OF USE | 365 |  |  | -45079.6046 | MEDIÇÃO | EQUIPMENT TAGGED AS OUT OF SERVICE | WAITING FOR COMPANY DEMAND TO MAKE A CALIBRATION SERVICE QUOTATION
NCC000984 | MANOMETER | PRESSURE | BELTON | N/A | N/A | 0 - 160 PSI / 0 - 11 BAR | N/A | N/A | SECTOR 48 | PINTURA | OUT OF SERVICE EQUIPMENT ROOM | IN USE | 365 | 2023-02-02 | 2024-02-02 | 244.3954 | MEDIÇÃO | EQUIPMENT TAGGED AS OUT OF SERVICE | WAITING FOR COMPANY DEMAND TO MAKE A CALIBRATION SERVICE QUOTATION
NCC000985 | MANOMETER | PRESSURE | BELTON | N/A | N/A | 0 - 160 PSI / 0 - 11 BAR | N/A | N/A | SECTOR 47 | SOLDAGEM | WELDING | IN USE | 365 | 2022-11-30 | 2023-11-30 | 180.3954 | MEDIÇÃO | LOCATED IN THE PRESSURE REGULATOR NEAR EMPLOYEE EDIVALDO
NCC000986 | MANOMETER | PRESSURE | BELTON | N/A | N/A | 0 - 160 PSI / 0 - 11 BAR | N/A | N/A | SECTOR 20 | ÁREA SUPRIMENTOS (ESTOQUE 7) | CHEMICAL PROCESS | OUT OF USE | 365 | 2021-12-28 | 2022-12-28 | -156.6046 | MEDIÇÃO | EQUIPMENT TAGGED AS OUT OF SERVICE | WAITING FOR COMPANY DEMAND TO MAKE A CALIBRATION SERVICE QUOTATION
NCC000987 | MANOMETER | PRESSURE | WERK-SHOTT PNEUMATIC | N/A | N/A | 0 - 160 PSI / 0 - 11 BAR | N/A | CALIBRAVEL\NCC000987.JPG | SECTOR 48 | PINTURA | PAINTING | IN USE | 365 | 2022-07-25 | 2023-07-25 | 52.3954 | MEDIÇÃO
NCC000988 | MANOMETER | PRESSURE | WERK-SHOTT PNEUMATIC | N/A | N/A | 0 - 160 PSI / 0 - 11 BAR | N/A | CALIBRAVEL\NCC000988.JPG | SECTOR 48 | PINTURA | PAINTING | IN USE | 365 | 2022-11-30 | 2023-11-30 | 180.3954 | MEDIÇÃO
NCC000989 | MANOMETER | PRESSURE | WERK-SHOTT PNEUMATIC | N/A | N/A | 0 - 160 PSI / 0 - 11 BAR | N/A | N/A | SECTOR 20 | ÁREA SUPRIMENTOS (ESTOQUE 7) | WELDING | IN USE | 365 | 2023-02-02 | 2024-02-02 | 244.3954 | MEDIÇÃO | EQUIPMENT TAGGED AS OUT OF SERVICE | WAITING FOR COMPANY DEMAND TO MAKE A CALIBRATION SERVICE QUOTATION
NCC000990 | MANOMETER | PRESSURE | DFX | N/A | N/A | 0 - 1.6 MPA | N/A | CALIBRAVEL\NCC000990.JPG | SECTOR 20 | ÁREA SUPRIMENTOS (ESTOQUE 7) | OUT OF SERVICE EQUIPMENT ROOM | OUT OF USE | 365 | 2018-05-08 | 2019-05-08 | -1486.6046 | MEDIÇÃO | EQUIPMENT TAGGED AS OUT OF SERVICE | WAITING FOR COMPANY DEMAND TO MAKE A CALIBRATION SERVICE QUOTATION
NCC000991 | MANOMETER | PRESSURE | DFX | N/A | N/A | 0 - 16 MPA | N/A | CALIBRAVEL\NCC000991.JPG | SECTOR 20 | ÁREA SUPRIMENTOS (ESTOQUE 7) | OUT OF SERVICE EQUIPMENT ROOM | OUT OF USE | 365 | 2018-05-08 | 2019-05-08 | -1486.6046 | MEDIÇÃO | EQUIPMENT TAGGED AS OUT OF SERVICE | WAITING FOR COMPANY DEMAND TO MAKE A CALIBRATION SERVICE QUOTATION
NCC000992 | DIGITAL TIMER | TIME AND FREQUENCY | S&E AND TEST AND MEASUREMENT INSTRUMENTS | CT-60B | 30181 | 0 - 99999 S | 0.01S | CALIBRAVEL\NCC000992.JPG | SECTOR 20 | ÁREA SUPRIMENTOS (ESTOQUE 7) | OUT OF SERVICE EQUIPMENT ROOM | OUT OF USE | 365 | 2019-11-14 | 2020-11-13 | -931.6046 |  | EQUIPMENT TAGGED AS OUT OF SERVICE | WAITING FOR COMPANY DEMAND TO MAKE A CALIBRATION SERVICE QUOTATION
NCC000993-1 | STANDARD SMOOTH RING | DIMENSIONAL | MITITAYO | N/A | ST0117 | 0 - 1MM | 0.01 MM | CALIBRAVEL\NCC000933 NCC000993 1.JPG | SECTOR 10 | INSPEÇÃO DIMENSIONAL | DIMENSIONAL INSPECTION AREA | IN USE | 365 | 2022-11-30 | 2023-11-30 | 180.3954 | MEDIÇÃO | CALIBRATION 03/12/2021 PN - ST0117 NCC000933 COMPARATOR SET W
NCC000994 | TEMPERSECTOR 20URE INDICSECTOR 20OR | TEMPERSECTOR 20URE | NOVUS | N1500 | N/A | N/A | N/A | CALIBRAVEL\NCC000994.JPG | SECTOR 20 | ÁREA SUPRIMENTOS (ESTOQUE 7) | OUT OF SERVICE EQUIPMENT ROOM | OUT OF USE | 365 |  |  | -45079.6046 |  | EQUIPMENT TAGGED AS OUT OF SERVICE | WAITING FOR COMPANY DEMAND TO MAKE A CALIBRATION SERVICE QUOTATION
NCC000995 | AMMETER | ELECTRICITY | S&E AND TEST AND MEASUREMENT INSTRUMENTS | 1DC-3ECC | 30981 | 0 - 900ACC | N/A | CALIBRAVEL\NCC000995.JPG | SECTOR 105 | SALA ELÉTRICA | PANEL Q-117 | OUT OF USE | 365 | 2019-04-02 | 2020-04-01 | -1157.6046 | MEDIÇÃO | EQUIPMENT TAGGED AS OUT OF SERVICE | WAITING FOR COMPANY DEMAND TO MAKE A CALIBRATION SERVICE QUOTATION
NCC000996 | DIGITAL DIFFERENTIAL GETER | PRESSURE | ZURICH | Z.10.B DIF 3A 14N | ID/6311/06/18 | 0 - 100 PSI | N/A | CALIBRAVEL\NCC000996.JPG | SECTOR 27 | TESTE ELÉTRICO | FCU FUEL CONTROL UNIT TEST TEST, FUEL TEST | IN USE | 365 | 2023-05-30 | 2024-05-29 | 361.3954 | MEDIÇÃO
NCC000997 | PRESSURE TRANSMITTER | PRESSURE | WARME INSTRUMENTATION SOLUTION & AUTOMATION | WTP-4010 | TP.4127 | 0 - 150 PSI | N/A |  | SECTOR 102 | BANCO DE PROVAS - T56 & PW100 | LIGHT HOUSE / PS 2.5 | IN USE | 365 | 2022-07-19 | 2023-07-19 | 46.3954 |  | N/A
NCC000998 | PRESSURE TRANSMITTER | PRESSURE | WARME INSTRUMENTSECTOR 20ION SOLUTION & AUTOMSECTOR 20ION | WTP-4010 | TP.4129 | 0 - 2.5 BAR | N/A | CALIBRAVEL\NCC000998.JPG | SECTOR 20 | ÁREA SUPRIMENTOS (ESTOQUE 7) | OUT OF SERVICE EQUIPMENT ROOM | OUT OF USE | 365 | N/A | N/A | #VALUE! |  | EQUIPMENT TAGGED AS OUT OF SERVICE | WAITING FOR COMPANY DEMAND TO MAKE A CALIBRATION SERVICE QUOTATION
NCC000999 | PRESSURE TRANSMITTER | PRESSURE | WARME INSTRUMENTSECTOR 20ION SOLUTION & AUTOMSECTOR 20ION | WTP-4010 | TP.4128 | 0 - 16 BAR | N/A | CALIBRAVEL\NCC000999.JPG | SECTOR 20 | ÁREA SUPRIMENTOS (ESTOQUE 7) | OUT OF SERVICE EQUIPMENT ROOM | OUT OF USE | 365 | N/A | N/A | #VALUE! |  | EQUIPMENT TAGGED AS OUT OF SERVICE | WAITING FOR COMPANY DEMAND TO MAKE A CALIBRATION SERVICE QUOTATION
NCC001000 | TEMPERATURE AND HUMIDITY TRANSMITTER | TEMPERATURE | WARME INSTRUMENTATION SOLUTION & AUTOMATION | WTUTA-5700 | TT.3563 | 0-100% UR / 0-6 ° C | N/A | N/A | SECTOR 20 | ÁREA SUPRIMENTOS (ESTOQUE 7) | LOCATE | OUT OF USE | 365 | 2019-04-04 | 2020-04-03 | -1155.6046 |  | EQUIPMENT TAGGED AS OUT OF SERVICE | WAITING FOR COMPANY DEMAND TO MAKE A CALIBRATION SERVICE QUOTATION
NCC001001 | STANDARD BLOCK | DIMENSIONAL | N/A | N/A | 260532 | N/A | N/A | N/A | SECTOR 20 | ÁREA SUPRIMENTOS (ESTOQUE 7) | MACHINING | OUT OF USE | 365 | N/A | N | #VALUE! | MEDIÇÃO | EQUIPMENT TAGGED AS OUT OF SERVICE | WAITING FOR COMPANY DEMAND TO MAKE A CALIBRATION SERVICE QUOTATION
NCC001002 | PRESSURE TRANSMITTER (PRESSURE MESH) | PRESSURE | WARME INSTRUMENTATION SOLUTION & AUTOMATION | WTP-4010 | TP.4130 | 0 - 50 PSI | N/A | CALIBRAVEL\NCC001002.JPG | SECTOR 88 | BANCO DE PROVAS - M250 & RR300 | FIP-FUEL INLWT PRESSURE | IN USE | 182 | 2023-01-11 | 2023-07-12 | 39.3954 |  | READING CARRIED OUT IN LEODAS SOFTWARE - CH42 IAS Q132
NCC001003 | PRESSURE TRANSMITTER | PRESSURE | POCCИЯ | IP64 | 11315007 | 0 - 10 MПA / 4 - 20 MA | N/A | N/A | SECTOR 56 | BANCO DE PROVA - RGB MI-35 | TEST CELL - REDUCER | OUT OF USE | 365 | N/A | N/A | #VALUE! |  | MAKE A SET WITH NCC001012 P1.1 - TERMINAL CABINET/ ROOM BACKGROUND | Equipment used exclusively in the MI-35M project of the Brazilian Air Force. Project halted by customer decision. Equipment out of use identified.
NCC001004 | PRESSURE TRANSMITTER | PRESSURE | POCCИЯ | IP64 | 11315161 | 0 - 10 MПA / 4 - 20 MA | N/A | N/A | SECTOR 56 | BANCO DE PROVA - RGB MI-35 | TEST CELL - REDUCER | OUT OF USE | 365 | N/A | N/A | #VALUE! |  | MAKE A SET WITH NCC001009 P1.2 / TERMINAL CABINET / ROOM BACKGROUND | Equipment used exclusively in the MI-35M project of the Brazilian Air Force. Project halted by customer decision. Equipment out of use identified.
NCC001005 | PRESSURE TRANSMITTER | PRESSURE | POCCИЯ | IP64 | 11315160 | 0 - 10 MПA / 4 - 20 MA | N/A | N/A | SECTOR 56 | BANCO DE PROVA - RGB MI-35 | TEST CELL - REDUCER | OUT OF USE | 365 | N/A | N/A | #VALUE! |  | MAKE A SET WITH NCC001013 P2.2 TERMINAL CABINET/ ROOM BACKGROUND | Equipment used exclusively in the MI-35M project of the Brazilian Air Force. Project halted by customer decision. Equipment out of use identified.
NCC001006 | PRESSURE TRANSMITTER | PRESSURE | POCCИЯ | IP65 | 11208559 | 0 - 10 MПA / 4 - 20 MA | N/A | N/A | SECTOR 56 | BANCO DE PROVA - RGB MI-35 | BP- REDUCER | OUT OF USE | 365 | N/A | N/A | #VALUE! |  | MAKE A SET WITH NCC001010 P2.1 - TERMINAL CABINET/ ROOM BACKGROUND | Equipment used exclusively in the MI-35M project of the Brazilian Air Force. Project halted by customer decision. Equipment out of use identified.
NCC001007 | PRESSURE TRANSMITTER | PRESSURE | POCCИЯ | IP65 | 11207988 | 0 - 10 MПA / 4 - 20 MA | N/A | N/A | SECTOR 56 | BANCO DE PROVA - RGB MI-35 | BP - REDUCER | OUT OF USE | 365 | N/A | N/A | #VALUE! |  | MAKE A SET WITH NCC001014 P3.2 TERMINAL CABINET/ ROOM BACKGROUND | Equipment used exclusively in the MI-35M project of the Brazilian Air Force. Project halted by customer decision. Equipment out of use identified.
NCC001008 | PRESSURE TRANSMITTER | PRESSURE | POCCИЯ | IP65 | 11315162 | 0 - 10 MПA / 4 - 20 MA | N/A | N/A | SECTOR 56 | BANCO DE PROVA - RGB MI-35 | BP- REDUCER | OUT OF USE | 365 | N/A | N/A | #VALUE! |  | MAKE A SET WITH NCC001011 P3.1 TERMINAL CABINET/ ROOM BACKGROUND | Equipment used exclusively in the MI-35M project of the Brazilian Air Force. Project halted by customer decision. Equipment out of use identified.
NCC001009 | PRESSURE INDICSECTOR 20OR | PRESSURE | EXIST | CT5X | N/A | - 10 ° C TO 50 ° C | N/A | N/A | SECTOR 56 | BANCO DE PROVA - RGB MI-35 | BP-REDUCTOR | OUT OF USE | 365 | N/A | N/A | #VALUE! |  | MAKE A SET WITH NCC001004 P1.2 TERMINAL PANEL TANK - ROOM BACKGROUND | Equipment used exclusively in the MI-35M project of the Brazilian Air Force. Project halted by customer decision. Equipment out of use identified.
NCC001010 | PRESSURE INDICSECTOR 20OR | PRESSURE | EXIST | CT5X | N/A | - 10 ° C TO 50 ° C | N/A | N/A | SECTOR 56 | BANCO DE PROVA - RGB MI-35 | BP - REDUCER | OUT OF USE | 365 | N/A | N/A | #VALUE! |  | MAKE A SET WITH NCC001006 P2.1 - TERMINAL PANEL TANK/ ROOM BACKGROUND | Equipment used exclusively in the MI-35M project of the Brazilian Air Force. Project halted by customer decision. Equipment out of use identified.
NCC001011 | PRESSURE INDICSECTOR 20OR | PRESSURE | EXIST | CT5X | N/A | - 10 ° C TO 50 ° C | N/A | N/A | SECTOR 56 | BANCO DE PROVA - RGB MI-35 | BP - REDUCER | OUT OF USE | 365 | N/A | N/A | #VALUE! |  | MAKE A SET WITH NCC001008 P3.1 TERMINAL PANEL TANK - ROOM BACKGROUND | Equipment used exclusively in the MI-35M project of the Brazilian Air Force. Project halted by customer decision. Equipment out of use identified.
NCC001012 | PRESSURE INDICSECTOR 20OR | PRESSURE | EXIST | CT5X | N/A | - 10 ° C TO 50 ° C | N/A | N/A | SECTOR 56 | BANCO DE PROVA - RGB MI-35 | BP - REDUCER | OUT OF USE | 365 | N/A | N/A | #VALUE! |  | MAKE A SET WITH NCC001003 P1.1 TERMINAL PANEL TANK - ROOM BACKGROUND | Equipment used exclusively in the MI-35M project of the Brazilian Air Force. Project halted by customer decision. Equipment out of use identified.
NCC001013 | PRESSURE INDICSECTOR 20OR | PRESSURE | EXIST | CT5X | N/A | - 10 ° C TO 50 ° C | N/A | N/A | SECTOR 56 | BANCO DE PROVA - RGB MI-35 | BP - REDUCER | OUT OF USE | 365 | N/A | N/A | #VALUE! |  | MAKE A SET WITH NCC001005 P2.2 TERMINAL PANEL TANK - ROOM BACKGROUND | Equipment used exclusively in the MI-35M project of the Brazilian Air Force. Project halted by customer decision. Equipment out of use identified.
NCC001014 | PRESSURE INDICSECTOR 20OR | PRESSURE | EXIST | CT5X | N/A | - 10 ° C TO 50 ° C | N/A | N/A | SECTOR 56 | BANCO DE PROVA - RGB MI-35 | BP - REDUCER | OUT OF USE | 365 | N/A | N/A | #VALUE! |  | MAKE A SET WITH NCC001007 P3.2 TERMINAL PANEL TANK - ROOM BACKGROUND | Equipment used exclusively in the MI-35M project of the Brazilian Air Force. Project halted by customer decision. Equipment out of use identified.
NCC001015 | THERMOCOUPLE | TEMPERSECTOR 20URE | ALUTAL | YП.100/1-500-Ш-895 | 5917 | 1 - 10IN MV | 1 - 10IN MV | N/A | SECTOR 56 | BANCO DE PROVA - RGB MI-35 | BP - REDUCER | OUT OF USE | 365 | N/A | N/A | #VALUE! |  | TANK - TERMINAL HALER/ROOM BACKGROUND | Equipment used exclusively in the MI-35M project of the Brazilian Air Force. Project halted by customer decision. Equipment out of use identified.
NCC001016 | PRESSURE TRANSMITTER | PRESSURE | POCCИЯ | IP64 | 11315068 | 0 - 10 MПA / 4 - 20 MA | N/A | N/A | SECTOR 56 | BANCO DE PROVA - RGB MI-35 | BP - REDUCER | OUT OF USE | 365 | N/A | N/A | #VALUE! |  | TERMINAL CABINET/ ROOM BACKGROUND | Equipment used exclusively in the MI-35M project of the Brazilian Air Force. Project halted by customer decision. Equipment out of use identified.
NCC001017 | THERMOCOUPLE | TEMPERSECTOR 20URE | ALUTAL | YП.100/1-600-Ш-895 | 1364 | 1 - 10IN MV | 1 - 10IN MV | N/A | SECTOR 56 | BANCO DE PROVA - RGB MI-35 | BP - REDUCER | OUT OF USE | 365 | N/A | N/A | #VALUE! |  | TERMINAL CABINET/ ROOM BACKGROUND - T8-6 TANK | Equipment used exclusively in the MI-35M project of the Brazilian Air Force. Project halted by customer decision. Equipment out of use identified.
NCC001018 | THERMOCOUPLE | TEMPERSECTOR 20URE | ALUTAL | YП.100/1-400-Ш-895 | 1367 | 1 - 10IN MV | 1 - 10IN MV | N/A | SECTOR 56 | BANCO DE PROVA - RGB MI-35 | BP - REDUCER | OUT OF USE | 365 | N/A | N/A | #VALUE! |  | TERNIMAL CABINET/ ROOM BACKGROUND - T8-3 TANK | Equipment used exclusively in the MI-35M project of the Brazilian Air Force. Project halted by customer decision. Equipment out of use identified.
NCC001019 | OIL LEVEL SENSOR | DIMENSIONAL | VEGAFLEX 65 | N/A | 19544381 | - 40 ° C TO 150 ° C | N/A | N/A | SECTOR 56 | BANCO DE PROVA - RGB MI-35 | BP - REDUCER | OUT OF USE | 365 | N/A | N/A | #VALUE! |  | POÇO/ ROOM BACKGROUND | Equipment used exclusively in the MI-35M project of the Brazilian Air Force. Project halted by customer decision. Equipment out of use identified.
NCC001020 | TEMPERSECTOR 20URE SENSOR | TEMPERSECTOR 20URE | N/A | ДTC064-50M.B3.80/0.2 | 7.0691e+20 | - 50 ° C TO 150 ° C | N/A | N/A | SECTOR 56 | BANCO DE PROVA - RGB MI-35 | BP - REDUCER | OUT OF USE | 365 | N/A | N/A | #VALUE! |  | POÇO/ ROOM BACKGROUND | Equipment used exclusively in the MI-35M project of the Brazilian Air Force. Project halted by customer decision. Equipment out of use identified.
NCC001021 | TEMPERSECTOR 20URE SENSOR | TEMPERSECTOR 20URE | N/A | ДTC064-50M.B3.80/0.2 | 7069130907278350 | - 50 ° C TO 150 ° C | N/A | N/A | SECTOR 56 | BANCO DE PROVA - RGB MI-35 | BP - REDUCER | OUT OF USE | 365 | N/A | N/A | #VALUE! |  | TERMINAL CABINET/ ROOM BACKGROUND - T8-3 TANK | Equipment used exclusively in the MI-35M project of the Brazilian Air Force. Project halted by customer decision. Equipment out of use identified.
NCC001022 | TEMPERSECTOR 20URE SENSOR | TEMPERSECTOR 20URE | N/A | ДTC064-50M.B3.80/0.2 | 7069130907278360 | - 50 ° C TO 150 ° C | N/A | N/A | SECTOR 56 | BANCO DE PROVA - RGB MI-35 | BP -REDUCTOR | OUT OF USE | 365 | N/A | N/A | #VALUE! |  | ROOM/ TERMINAL BACKGROUND T8-6 | Equipment used exclusively in the MI-35M project of the Brazilian Air Force. Project halted by customer decision. Equipment out of use identified.
NCC001023 | PRESSURE TRANSMITTER | PRESSURE | N/A | N/A | 11209339 | 0 TO 1 MПA / 4 - 20MA | N/A | N/A | SECTOR 56 | BANCO DE PROVA - RGB MI-35 | BP-REDUCTOR | OUT OF USE | 365 | N/A | N/A | #VALUE! |  | BR02 LOWER ROOM/ TERMINAL OFFICE. | Equipment used exclusively in the MI-35M project of the Brazilian Air Force. Project halted by customer decision. Equipment out of use identified.
NCC001024 | TEMPERSECTOR 20URE SENSOR | TEMPERSECTOR 20URE | N/A | ДTC064-50M.B3.80/0.2 | 7069130907278350 | - 50 ° C TO 150 ° C | N/A | N/A | SECTOR 56 | BANCO DE PROVA - RGB MI-35 | BP - REDUCER | OUT OF USE | 365 | N/A | N/A | #VALUE! |  | TANK GEITHUS - TERMINAL OFFICE OF THE ROOM | Equipment used exclusively in the MI-35M project of the Brazilian Air Force. Project halted by customer decision. Equipment out of use identified.
NCC001025 | PRESSURE TRANSMITTER | PRESSURE | PALL EUROPE LTD. | RC861CZ91ZYR24DD | 115815 | N/A | N/A | N/A | SECTOR 56 | BANCO DE PROVA - RGB MI-35 | BP - REDUCER | OUT OF USE | 365 | N/A | N/A | #VALUE! |  | GEARBOX TEST - RIGHT ROOM BACKGROUND YELLOW CYLINDER | Equipment used exclusively in the MI-35M project of the Brazilian Air Force. Project halted by customer decision. Equipment out of use identified.
NCC001026 | PRESSURE TRANSMITTER | PRESSURE | PALL EUROPE LTD. | RC861CZ91ZYR24DD | 115815 | N/A | N/A | N/A | SECTOR 56 | BANCO DE PROVA - RGB MI-35 | BP - REDUCER | OUT OF USE | 365 | N/A | N/A | #VALUE! |  | GEAR BOX TEST - RIGHT ROOM BACKGROUND YELLOW CYLINDER | Equipment used exclusively in the MI-35M project of the Brazilian Air Force. Project halted by customer decision. Equipment out of use identified.
NCC001027 | TEMPERSECTOR 20URE SENSOR | TEMPERSECTOR 20URE | N/A | ДTC064-50M.B3.80/0.2 | 7069130907278350 | - 50 ° C TO 150 ° C | N/A | N/A | SECTOR 56 | BANCO DE PROVA - RGB MI-35 | BP - REDUCER | OUT OF USE | 365 | N/A | N/A | #VALUE! |  | BP04 LOWER RIGHT SIDE ROOM BACKGROUND YELLOW CYLINDER | Equipment used exclusively in the MI-35M project of the Brazilian Air Force. Project halted by customer decision. Equipment out of use identified.
NCC001028 | PRESSURE TRANSMITTER | PRESSURE | N/A | 196858 | 11209336 | 0 TO 1 MПA / 4 - 20MA | N/A | N/A | SECTOR 56 | BANCO DE PROVA - RGB MI-35 | BP - REDUCER | OUT OF USE | 365 | N/A | N/A | #VALUE! |  | BP04 LOWER RIGHT SIDE ROOM BACKGROUND YELLOW CYLINDER | Equipment used exclusively in the MI-35M project of the Brazilian Air Force. Project halted by customer decision. Equipment out of use identified.
NCC001029 | TEMPERSECTOR 20URE SENSOR | TEMPERSECTOR 20URE | N/A | ДTC064-50M.B3.80/0.2 | 7069130907278360 | - 50 ° C TO 150 ° C | N/A | N/A | SECTOR 56 | BANCO DE PROVA - RGB MI-35 | BP - REDUCER | OUT OF USE | 365 | N/A | N/A | #VALUE! |  | TEMP 1606R LOWER PART BACK PART | Equipment used exclusively in the MI-35M project of the Brazilian Air Force. Project halted by customer decision. Equipment out of use identified.
NCC001030 | TEMPERSECTOR 20URE SENSOR | TEMPERSECTOR 20URE | N/A | ДTC064-50M.B3.80/0.2 | 7069130907278350 | - 50 ° C TO 150 ° C | N/A | N/A | SECTOR 56 | BANCO DE PROVA - RGB MI-35 | BP - REDUCER | OUT OF USE | 365 | N/A | N/A | #VALUE! |  | TEMP 1607R LOWER PART BACK PART | Equipment used exclusively in the MI-35M project of the Brazilian Air Force. Project halted by customer decision. Equipment out of use identified.
NCC001031 | TEMPERSECTOR 20URE SENSOR | TEMPERSECTOR 20URE | N/A | ДTC064-50M.B3.80/0.2 | 7069130907278350 | - 50 ° C TO 150 ° C | N/A | N/A | SECTOR 56 | BANCO DE PROVA - RGB MI-35 | BP - REDUCER | OUT OF USE | 365 | N/A | N/A | #VALUE! |  | TEMP 1607 LOWER PART BACK PART | Equipment used exclusively in the MI-35M project of the Brazilian Air Force. Project halted by customer decision. Equipment out of use identified.
NCC001032 | TEMPERSECTOR 20URE SENSOR | TEMPERSECTOR 20URE | N/A | ДTC064-50M.B3.80/0.2 | 7069130907278360 | - 50 ° C TO 150 ° C | N/A | N/A | SECTOR 56 | BANCO DE PROVA - RGB MI-35 | BP - REDUCER | OUT OF USE | 365 | N/A | N/A | #VALUE! |  | TEMP 1606L LOWER PART BACK PART | Equipment used exclusively in the MI-35M project of the Brazilian Air Force. Project halted by customer decision. Equipment out of use identified.
NCC001033 | TEMPERSECTOR 20URE SENSOR | TEMPERSECTOR 20URE | N/A | ДTC064-50M.B3.80/0.2 | 7069130907278350 | - 50 ° C TO 150 ° C | N/A | N/A | SECTOR 56 | BANCO DE PROVA - RGB MI-35 | BP - REDUCER | OUT OF USE | 365 | N/A | N/A | #VALUE! |  | MGB OUT 3 LEFT SIDE BARE | Equipment used exclusively in the MI-35M project of the Brazilian Air Force. Project halted by customer decision. Equipment out of use identified.
NCC001034 | TEMPERSECTOR 20URE SENSOR | TEMPERSECTOR 20URE | N/A | ДTC064-50M.B3.80/0.2 | 7069130907278340 | - 50 ° C TO 150 ° C | N/A | N/A | SECTOR 56 | BANCO DE PROVA - RGB MI-35 | BP - REDUCER | OUT OF USE | 365 | N/A | N/A | #VALUE! |  | MGB OUT 2 LEFT SIDE OUTSIDE | Equipment used exclusively in the MI-35M project of the Brazilian Air Force. Project halted by customer decision. Equipment out of use identified.
NCC001035 | TEMPERSECTOR 20URE SENSOR | TEMPERSECTOR 20URE | N/A | ДTC064-50M.B3.80/0.2 | 7069130907278340 | - 50 ° C TO 150 ° C | N/A | N/A | SECTOR 56 | BANCO DE PROVA - RGB MI-35 | BP - REDUCER | OUT OF USE | 365 | N/A | N/A | #VALUE! |  | MGB OUT 1 LEFT SIDE BACK PART | Equipment used exclusively in the MI-35M project of the Brazilian Air Force. Project halted by customer decision. Equipment out of use identified.
NCC001036 | PRESSURE TRANSMITTER | PRESSURE | N/A | 211792 | 11314511 | 0 TO 1 MПA / 4 - 20MA | N/A | N/A | SECTOR 56 | BANCO DE PROVA - RGB MI-35 | BP - REDUCER | OUT OF USE | 365 | N/A | N/A | #VALUE! |  | OUT MGB LEFT SIDE OUTSIDE | Equipment used exclusively in the MI-35M project of the Brazilian Air Force. Project halted by customer decision. Equipment out of use identified.
NCC001037 | PRESSURE TRANSMITTER | PRESSURE | N/A | 217288 | 11314510 | 0 TO 1 MПA / 4 - 20MA | N/A | N/A | SECTOR 56 | BANCO DE PROVA - RGB MI-35 | BP - REDUCER | OUT OF USE | 365 | N/A | N/A | #VALUE! |  | PIN MGB LEFT SIDE OUTSIDE | Equipment used exclusively in the MI-35M project of the Brazilian Air Force. Project halted by customer decision. Equipment out of use identified.
NCC001038 | VIBRSECTOR 20ION SENSOR | VIBRSECTOR 20ION | GLOBALTEST | N/A | 1335 | N/A | N/A | N/A | SECTOR 56 | BANCO DE PROVA - RGB MI-35 | BP - REDUCER | OUT OF USE | 365 | N/A | N/A | #VALUE! |  | RGB TEST LEFT SIDE DEPART FROM THE OUTSIDE | Equipment used exclusively in the MI-35M project of the Brazilian Air Force. Project halted by customer decision. Equipment out of use identified.
NCC001039 | VIBRSECTOR 20ION SENSOR | VIBRSECTOR 20ION | GLOBALTEST | N/A | 1332 | N/A | N/A | N/A | SECTOR 56 | BANCO DE PROVA - RGB MI-35 | BP - REDUCER | OUT OF USE | 365 | N/A | N/A | #VALUE! |  | RGB TEST LEFT SIDE OUTSIDE | Equipment used exclusively in the MI-35M project of the Brazilian Air Force. Project halted by customer decision. Equipment out of use identified.
NCC001040 | TEMPERSECTOR 20URE SENSOR | TEMPERSECTOR 20URE | N/A | ДTC064-50M.B3.80/0.2 | 7.0691e+20 | - 50 ° C TO 150 ° C | N/A | N/A | SECTOR 56 | BANCO DE PROVA - RGB MI-35 | BP - REDUCER | OUT OF USE | 365 | N/A | N/A | #VALUE! |  | TEMP 1603 L LOWER PART INSIDE | Equipment used exclusively in the MI-35M project of the Brazilian Air Force. Project halted by customer decision. Equipment out of use identified.
NCC001041 | TEMPERSECTOR 20URE SENSOR | TEMPERSECTOR 20URE | N/A | ДTC064-50M.B3.80/0.2 | 7069130907278340 | - 50 ° C TO 150 ° C | N/A | N/A | SECTOR 56 | BANCO DE PROVA - RGB MI-35 | BP - REDUCER | OUT OF USE | 365 | N/A | N/A | #VALUE! |  | TEMP 1603R LOWER PART INSIDE | Equipment used exclusively in the MI-35M project of the Brazilian Air Force. Project halted by customer decision. Equipment out of use identified.
NCC001042 | TEMPERSECTOR 20URE SENSOR | TEMPERSECTOR 20URE | N/A | ДTC064-50M.B3.80/0.2 | 7069130907278350 | - 50 ° C TO 150 ° C | N/A | N/A | SECTOR 56 | BANCO DE PROVA - RGB MI-35 | BP - REDUCER | OUT OF USE | 365 | N/A | N/A | #VALUE! |  | TEMP 1603 R LOWER PART INSIDE | Equipment used exclusively in the MI-35M project of the Brazilian Air Force. Project halted by customer decision. Equipment out of use identified.
NCC001043 | TEMPERSECTOR 20URE SENSOR | TEMPERSECTOR 20URE | N/A | ДTC064-50M.B3.80/0.2 | 7069130907278350 | - 50 ° C TO 150 ° C | N/A | N/A | SECTOR 56 | BANCO DE PROVA - RGB MI-35 | BP - REDUCER | OUT OF USE | 365 | N/A | N/A | #VALUE! |  | TEMP 1605 LOWER PART INSIDE | Equipment used exclusively in the MI-35M project of the Brazilian Air Force. Project halted by customer decision. Equipment out of use identified.
NCC001044 | TEMPERSECTOR 20URE SENSOR | TEMPERSECTOR 20URE | N/A | ДTC064-50M.B3.80/0.2 | 7069130907278350 | - 50 ° C TO 150 ° C | N/A | N/A | SECTOR 56 | BANCO DE PROVA - RGB MI-35 | BP - REDUCER | OUT OF USE | 365 | N/A | N/A | #VALUE! |  | TEMP 1608 LOWER PART FRONT | Equipment used exclusively in the MI-35M project of the Brazilian Air Force. Project halted by customer decision. Equipment out of use identified.
NCC001045 | TEMPERSECTOR 20URE SENSOR | TEMPERSECTOR 20URE | N/A | ДTC064-50M.B3.80/0.2 | 7069130907278350 | - 50 ° C TO 150 ° C | N/A | N/A | SECTOR 56 | BANCO DE PROVA - RGB MI-35 | BP - REDUCER | OUT OF USE | 365 | N/A | N/A | #VALUE! |  | TEMP 1609 LOWER PART FRONT | Equipment used exclusively in the MI-35M project of the Brazilian Air Force. Project halted by customer decision. Equipment out of use identified.
NCC001046 | PRESSURE TRANSMITTER | PRESSURE | N/A | N/A | 52845 | 0 TO 10 KПA / 4 - 20MA | N/A | N/A | SECTOR 56 | BANCO DE PROVA - RGB MI-35 | BP - REDUCER | OUT OF USE | 365 | N/A | N/A | #VALUE! |  | COOL AK50 LOWER PART FRONT | Equipment used exclusively in the MI-35M project of the Brazilian Air Force. Project halted by customer decision. Equipment out of use identified.
NCC001047 | VIBRSECTOR 20ION SENSOR | VIBRSECTOR 20ION | GLOBALTEST | N/A | 1337 | N/A | N/A | N/A | SECTOR 56 | BANCO DE PROVA - RGB MI-35 | BP - REDUCER | OUT OF USE | 365 | N/A | N/A | #VALUE! |  | CT14 UPPER | Equipment used exclusively in the MI-35M project of the Brazilian Air Force. Project halted by customer decision. Equipment out of use identified.
NCC001048 | TEMPERSECTOR 20URE SENSOR | TEMPERSECTOR 20URE | N/A | ДTC064-50M.B3.80/0.2 | 7069130907278340 | - 50 ° C TO 150 ° C | N/A | N/A | SECTOR 56 | BANCO DE PROVA - RGB MI-35 | BP - REDUCER | OUT OF USE | 365 | N/A | N/A | #VALUE! |  | TEMP 1602 UPPER | Equipment used exclusively in the MI-35M project of the Brazilian Air Force. Project halted by customer decision. Equipment out of use identified.
NCC001049 | VIBRSECTOR 20ION SENSOR | VIBRSECTOR 20ION | GLOBALTEST | N/A | 1334 | N/A | N/A | N/A | SECTOR 56 | BANCO DE PROVA - RGB MI-35 | BP - REDUCER | OUT OF USE | 365 | N/A | N/A | #VALUE! |  | CT14-1603-001 RIGHT UPPER | Equipment used exclusively in the MI-35M project of the Brazilian Air Force. Project halted by customer decision. Equipment out of use identified.
NCC001050 | VIBRSECTOR 20ION SENSOR | VIBRSECTOR 20ION | GLOBALTEST | N/A | 1336 | N/A | N/A | N/A | SECTOR 56 | BANCO DE PROVA - RGB MI-35 | BP - REDUCER | OUT OF USE | 365 | N/A | N/A | #VALUE! |  | CT14-1603-000 LEFT UPPER | Equipment used exclusively in the MI-35M project of the Brazilian Air Force. Project halted by customer decision. Equipment out of use identified.
NCC001051 | TORQUEMETER | FORCE | GEDORE | N/A | 4550-20 (E07714) | 20 TO 200 N.M / 15 TO 150 IBF.FT | N/A | CALIBRAVEL\NCC001051.JPG | SECTOR 20 | ÁREA SUPRIMENTOS (ESTOQUE 7) | OUT OF SERVICE EQUIPMENT ROOM | OUT OF USE | 365 |  |  | -45079.6046 |  | EQUIPMENT TAGGED AS OUT OF SERVICE | Equipment used exclusively in the MI-35M project of the Brazilian Air Force. Project halted by customer decision. Equipment out of use identified.
NCC001052 | TORQUEMETER | FORCE | JONNESWAY | N/A | 13072497 | 65 TO 450 N.M | N/A | CALIBRAVEL\NCC001052.JPG | SECTOR 20 | ÁREA SUPRIMENTOS (ESTOQUE 7) | OUT OF SERVICE EQUIPMENT ROOM | OUT OF USE | 365 |  |  | -45079.6046 |  | EQUIPMENT TAGGED AS OUT OF SERVICE | Equipment used exclusively in the MI-35M project of the Brazilian Air Force. Project halted by customer decision. Equipment out of use identified.
NCC001053 | TORQUEMETER | FORCE | GEDORE | N/A | P002900 | 520 - 1000N.M / 380 TO 730 LBF.FT | N/A | CALIBRAVEL\NCC001053.JPG | SECTOR 20 | ÁREA SUPRIMENTOS (ESTOQUE 7) | CALIBRARABLE MI-35 BOX | OUT OF USE | 365 |  |  | -45079.6046 |  | EQUIPMENT TAGGED AS OUT OF SERVICE | Equipment used exclusively in the MI-35M project of the Brazilian Air Force. Project halted by customer decision. Equipment out of use identified.
NCC001054 | TEMPERSECTOR 20URE SENSOR | TEMPERSECTOR 20URE | N/A | N/A | 1708 | N/A | N/A | CALIBRAVEL\NCC001054.JPG | SECTOR 56 | BANCO DE PROVA - RGB MI-35 | WOODEN BOX 11 | OUT OF USE | 365 |  |  | -45079.6046 |  | WOODEN BOX 09 WILLISON WILL INFORM THE LOCSECTOR 20ION OF THE BOX | Equipment used exclusively in the MI-35M project of the Brazilian Air Force. Project halted by customer decision. Equipment out of use identified.
NCC001055 | PRESSURE TRANSMITTER | PRESSURE | POCCИЯ | 1221789 | 11314513 | 0 TO 1 MПA / 4 - 20MA | N/A | CALIBRAVEL\NCC001055.JPG | SECTOR 56 | BANCO DE PROVA - RGB MI-35 | WOODEN BOX 11 | OUT OF USE | 365 |  |  | -45079.6046 |  | WOODEN BOX 09 WILLISON WILL INFORM THE LOCSECTOR 20ION OF THE BOX | Equipment used exclusively in the MI-35M project of the Brazilian Air Force. Project halted by customer decision. Equipment out of use identified.
NCC001056 | MANOMETER | PRESSURE | BELTON | N/A | N/A | 0 TO 160 PSI / 0 TO 11 BAR | N/A |  | SECTOR 56 | BANCO DE PROVA - RGB MI-35 | BP - REDUCER | OUT OF USE | 365 |  |  | -45079.6046 |  | AIR FILTER WALL ON THE RIGHT SIDE | Equipment used exclusively in the MI-35M project of the Brazilian Air Force. Project halted by customer decision. Equipment out of use identified.
NCC001057 | ROTSECTOR 20ION INDICSECTOR 20OR | TIME AND FREQUENCY | N/A | N/A | 1288171 | 0 - 100 % | N/A |  | SECTOR 56 | BANCO DE PROVA - RGB MI-35 | BP - REDUCER | OUT OF USE | 365 |  |  | -45079.6046 |  | EQUIPMENT TAGGED AS OUT OF SERVICE | Equipment used exclusively in the MI-35M project of the Brazilian Air Force. Project halted by customer decision. Equipment out of use identified.
NCC001058 | ROTSECTOR 20ION INDICSECTOR 20OR | TIME AND FREQUENCY | N/A | N/A | 1288168 | 0 - 100% | N/A |  | SECTOR 56 | BANCO DE PROVA - RGB MI-35 | BP - REDUCER | OUT OF USE | 365 |  |  | -45079.6046 |  | EQUIPMENT TAGGED AS OUT OF SERVICE | Equipment used exclusively in the MI-35M project of the Brazilian Air Force. Project halted by customer decision. Equipment out of use identified.
NCC001059 | TEMPERSECTOR 20URE DIGITAL CONTROLLER | TEMPERSECTOR 20URE | OBEH | YKT38 | 6689110702178160 | N/A | N/A |  | SECTOR 56 | BANCO DE PROVA - RGB MI-35 | BP - REDUCER | OUT OF USE | 365 |  |  | -45079.6046 |  | EQUIPMENT TAGGED AS OUT OF SERVICE | Equipment used exclusively in the MI-35M project of the Brazilian Air Force. Project halted by customer decision. Equipment out of use identified.
NCC001060 | TEMPERSECTOR 20URE DIGITAL CONTROLLER | TEMPERSECTOR 20URE | OBEH | YKT38 | 6.0791e+20 | N/A | N/A |  | SECTOR 56 | BANCO DE PROVA - RGB MI-35 | BP-REDUCTOR | OUT OF USE | 365 |  |  | -45079.6046 |  | EQUIPMENT TAGGED AS OUT OF SERVICE | Equipment used exclusively in the MI-35M project of the Brazilian Air Force. Project halted by customer decision. Equipment out of use identified.
NCC001061 | TEMPERSECTOR 20URE DIGITAL CONTROLLER | TEMPERSECTOR 20URE | OBEH | YKT38 | 6079110702178180 | N/A | N/A |  | SECTOR 56 | BANCO DE PROVA - RGB MI-35 | BP-REDUCTOR | OUT OF USE | 365 |  |  | -45079.6046 |  | EQUIPMENT TAGGED AS OUT OF SERVICE | Equipment used exclusively in the MI-35M project of the Brazilian Air Force. Project halted by customer decision. Equipment out of use identified.
NCC001062 | TEMPERSECTOR 20URE DIGITAL CONTROLLER | TEMPERSECTOR 20URE | OBEH | YKT38 | 6078110802193840 | N/A | N/A |  | SECTOR 56 | BANCO DE PROVA - RGB MI-35 | BP-REDUCTOR | OUT OF USE | 365 |  |  | -45079.6046 |  | EQUIPMENT TAGGED AS OUT OF SERVICE | Equipment used exclusively in the MI-35M project of the Brazilian Air Force. Project halted by customer decision. Equipment out of use identified.
NCC001063 | OIL LEVEL INDICSECTOR 20OR | DIMENSIONAL | N/A | ИM2300 ИPP | XD052 | N/A | N/A |  | SECTOR 56 | BANCO DE PROVA - RGB MI-35 | BP-REDUCTOR | OUT OF USE | 365 | 00/00/0000 | 00/00/0000 | #VALUE! |  | EQUIPMENT TAGGED AS OUT OF SERVICE / PAINEL NA SALA DA ENGENHARIA | Equipment used exclusively in the MI-35M project of the Brazilian Air Force. Project halted by customer decision. Equipment out of use identified.
NCC001064 | TEMPERSECTOR 20URE DIGITAL CONTROLLER | TEMPERSECTOR 20URE | TERM | N/A | TDOBM2510 | N/A | N/A |  | SECTOR 56 | BANCO DE PROVA - RGB MI-35 | BP-REDUCTOR | OUT OF USE | 365 | 00/00/0001 | 00/00/0001 | #VALUE! |  | EQUIPMENT TAGGED AS OUT OF SERVICE / PAINEL NA SADA DA ENGENHARA | Equipment used exclusively in the MI-35M project of the Brazilian Air Force. Project halted by customer decision. Equipment out of use identified.
NCC001065 | OIL LEVEL INDICSECTOR 20OR | DIMENSIONAL | N/A | ИM2300 ИPP | XD015 | N/A | N/A |  | SECTOR 56 | BANCO DE PROVA - RGB MI-35 | BP-REDUCTOR | OUT OF USE | 365 | 00/00/0002 | 00/00/0002 | #VALUE! |  | EQUIPMENT TAGGED AS OUT OF SERVICE / PAINEL NA SADA DA ENGENHARA | Equipment used exclusively in the MI-35M project of the Brazilian Air Force. Project halted by customer decision. Equipment out of use identified.
NCC001066 | TEMPERSECTOR 20URE DIGITAL CONTROLLER | TEMPERSECTOR 20URE | TERM | N/A | TDOBM25004 | N/A | N/A |  | SECTOR 56 | BANCO DE PROVA - RGB MI-35 | BP-REDUCTOR | OUT OF USE | 365 | 00/00/0003 | 00/00/0003 | #VALUE! |  | EQUIPMENT TAGGED AS OUT OF SERVICE / PAINEL NA SADA DA ENGENHARA | Equipment used exclusively in the MI-35M project of the Brazilian Air Force. Project halted by customer decision. Equipment out of use identified.
NCC001067 | AMMETER | ELECTRICITY | IEK | N/A | V5210 | 0 - 1200 A | N/A |  | SECTOR 56 | BANCO DE PROVA - RGB MI-35 | ELECTRIC PANEL / ROOM NEXT TO BALANCING | OUT OF USE | 365 |  |  | -45079.6046 |  | EQUIPMENT TAGGED AS OUT OF SERVICE | Equipment used exclusively in the MI-35M project of the Brazilian Air Force. Project halted by customer decision. Equipment out of use identified.
NCC001068 | MANOMETER | PRESSURE | BELTON | N/A | N/A | 0 TO 11BAR/ 1 TO 160PSI | N/A |  | SECTOR 46 | REPAROS MANUAIS | MANUAL REPAIRS | IN USE | 365 | 2023-02-03 | 2024-02-03 | 245.3954 | MEDIÇÃO
NCC001069 | MANOMETER | TEMPERSECTOR 20URE | TK | N/A | 1164 | 0 TO 120 ° C | N/A |  | SECTOR 56 | BANCO DE PROVA - RGB MI-35 | MGB / CLEANING NEXT TO EMBRAEND | OUT OF USE | 365 |  |  | -45079.6046 |  | EQUIPMENT TAGGED AS OUT OF SERVICE | Equipment used exclusively in the MI-35M project of the Brazilian Air Force. Project halted by customer decision. Equipment out of use identified.
NCC001070 | MANOMETER | TEMPERSECTOR 20URE | TK | N/A | 541 | 0 TO 120 ° C | N/A |  | SECTOR 56 | BANCO DE PROVA - RGB MI-35 | MGB / CLEANING NEXT TO EMBRAEND | OUT OF USE | 365 |  |  | -45079.6046 |  | EQUIPMENT TAGGED AS OUT OF SERVICE | Equipment used exclusively in the MI-35M project of the Brazilian Air Force. Project halted by customer decision. Equipment out of use identified.
NCC001071 | MANOMETER | PRESSURE | CT | N/A | 4 | 0 TO 10 KГC/CM² | N/A |  | SECTOR 56 | BANCO DE PROVA - RGB MI-35 | MGB / CLEANING NEXT TO EMBRAEND | OUT OF USE | 365 |  |  | -45079.6046 |  | EQUIPMENT TAGGED AS OUT OF SERVICE | Equipment used exclusively in the MI-35M project of the Brazilian Air Force. Project halted by customer decision. Equipment out of use identified.
NCC001072 | FLOWER METER | FLOW RSECTOR 20E | KROHNE | H250 | 11179966001 | 0.15 TO 1.50 /MIN | N/A |  | SECTOR 56 | BANCO DE PROVA - RGB MI-35 | MGB / CLEANING NEXT TO EMBRAEND | OUT OF USE | 365 |  |  | -45079.6046 |  | EQUIPMENT TAGGED AS OUT OF SERVICE | Equipment used exclusively in the MI-35M project of the Brazilian Air Force. Project halted by customer decision. Equipment out of use identified.
NCC001073 | TEMPERSECTOR 20URE DIGITAL CONTROLLER | TEMPERSECTOR 20URE | OBEH | 2TPM1 | 18350110902247400 | N/A | N/A |  | SECTOR 56 | BANCO DE PROVA - RGB MI-35 | MGB / CLEANING NEXT TO EMBRAEND | OUT OF USE | 365 |  |  | -45079.6046 |  | EQUIPMENT TAGGED AS OUT OF SERVICE | Equipment used exclusively in the MI-35M project of the Brazilian Air Force. Project halted by customer decision. Equipment out of use identified.
NCC001074 | MANOVACUOMETER | PRESSURE | MAHOTOMI | N/A | ДM2010CRY2 | 0 TO 160 KGF/CM² | N/A |  | SECTOR 56 | BANCO DE PROVA - RGB MI-35 | MGB / CLEANING NEXT TO EMBRAEND | OUT OF USE | 365 |  |  | -45079.6046 |  | EQUIPMENT TAGGED AS OUT OF SERVICE | Equipment used exclusively in the MI-35M project of the Brazilian Air Force. Project halted by customer decision. Equipment out of use identified.
NCC001075 | MANOMETER | PRESSURE | CR | TM2 | N/A | 0 -A 25 MPA | N/A |  | SECTOR 56 | BANCO DE PROVA - RGB MI-35 | MGB / CLEANING NEXT TO EMBRAEND | OUT OF USE | 365 |  |  | -45079.6046 |  | EQUIPMENT TAGGED AS OUT OF SERVICE | Equipment used exclusively in the MI-35M project of the Brazilian Air Force. Project halted by customer decision. Equipment out of use identified.
NCC001076 | MANOMETER | PRESSURE | CR | TM2 | N/A | 0 TO 2.5 MPA | N/A |  | SECTOR 56 | BANCO DE PROVA - RGB MI-35 | MGB / CLEANING NEXT TO EMBRAEND | OUT OF USE | 365 |  |  | -45079.6046 |  | EQUIPMENT TAGGED AS OUT OF SERVICE | Equipment used exclusively in the MI-35M project of the Brazilian Air Force. Project halted by customer decision. Equipment out of use identified.
NCC001077 | MANOMETER | PRESSURE | CR | TM3 | 101216 | 0 TO 250 KГC/CM² | N/A |  | SECTOR 56 | BANCO DE PROVA - RGB MI-35 | MGB / CLEANING NEXT TO EMBRAEND | OUT OF USE | 365 |  |  | -45079.6046 |  | EQUIPMENT TAGGED AS OUT OF SERVICE | Equipment used exclusively in the MI-35M project of the Brazilian Air Force. Project halted by customer decision. Equipment out of use identified.
NCC001078 | MANOMETER | PRESSURE | WIKA | EN837-1 (Nº7) | 1105485824 | 0 - 10 BAR | N/A |  | SECTOR 56 | BANCO DE PROVA - RGB MI-35 | MGB / CLEANING NEXT TO EMBRAEND | OUT OF USE | 365 |  |  | -45079.6046 |  | EQUIPMENT TAGGED AS OUT OF SERVICE | Equipment used exclusively in the MI-35M project of the Brazilian Air Force. Project halted by customer decision. Equipment out of use identified.
NCC001079 | MANOMETER | PRESSURE | WIKA | EN837-1 (Nº9) | 1105485824 | 0 - 10 BAR | N/A |  | SECTOR 56 | BANCO DE PROVA - RGB MI-35 | MGB / CLEANING NEXT TO EMBRAEND | OUT OF USE | 365 |  |  | -45079.6046 |  | EQUIPMENT TAGGED AS OUT OF SERVICE | Equipment used exclusively in the MI-35M project of the Brazilian Air Force. Project halted by customer decision. Equipment out of use identified.
NCC001080 | CONTROLLER | PRESSURE | ABTO3TPAHC | N/A | N/A | N/A | N/A |  | SECTOR 56 | BANCO DE PROVA - RGB MI-35 | MGB / CLEANING NEXT TO EMBRAEND | OUT OF USE | 365 |  |  | -45079.6046 |  | EQUIPMENT TAGGED AS OUT OF SERVICE | Equipment used exclusively in the MI-35M project of the Brazilian Air Force. Project halted by customer decision. Equipment out of use identified.
NCC001081 | MANOMETER | PRESSURE | WIKA | EN837-1 | 1105485824 | 0 - 10 BAR | N/A |  | SECTOR 56 | BANCO DE PROVA - RGB MI-35 | MGB / CLEANING NEXT TO EMBRAEND | OUT OF USE | 365 |  |  | -45079.6046 |  | EQUIPMENT TAGGED AS OUT OF SERVICE | Equipment used exclusively in the MI-35M project of the Brazilian Air Force. Project halted by customer decision. Equipment out of use identified.
NCC001082 | MANOMETER | TEMPERSECTOR 20URE | TK | TK | 402 | 0 - 120 ° C | N/A |  | SECTOR 56 | BANCO DE PROVA - RGB MI-35 | MGB / CLEANING NEXT TO EMBRAEND | OUT OF USE | 365 |  |  | -45079.6046 |  | EQUIPMENT TAGGED AS OUT OF SERVICE | Equipment used exclusively in the MI-35M project of the Brazilian Air Force. Project halted by customer decision. Equipment out of use identified.
NCC001083 | MANOMETER | PRESSURE | MAHOTOMI | MП3-YY2 (ME65) | N5 | 0 - 10 KGF/CM² | N/A |  | SECTOR 56 | BANCO DE PROVA - RGB MI-35 | MGB / CLEANING NEXT TO EMBRAEND | OUT OF USE | 365 |  |  | -45079.6046 |  | EQUIPMENT TAGGED AS OUT OF SERVICE | Equipment used exclusively in the MI-35M project of the Brazilian Air Force. Project halted by customer decision. Equipment out of use identified.
NCC001084 | MANOMETER | PRESSURE | MAHOTOMI | N/A | N6 | 0 - 10 KGF/CM² | N/A |  | SECTOR 56 | BANCO DE PROVA - RGB MI-35 | MGB / CLEANING NEXT TO EMBRAEND | OUT OF USE | 365 |  |  | -45079.6046 |  | EQUIPMENT TAGGED AS OUT OF SERVICE | Equipment used exclusively in the MI-35M project of the Brazilian Air Force. Project halted by customer decision. Equipment out of use identified.
NCC001085 | MANOMETER | TEMPERSECTOR 20URE | TK | TKП-60/3M | 347 | 0 - 120 ° C | N/A |  | SECTOR 56 | BANCO DE PROVA - RGB MI-35 | MGB / CLEANING NEXT TO EMBRAEND | OUT OF USE | 365 |  |  | -45079.6046 |  | EQUIPMENT TAGGED AS OUT OF SERVICE | Equipment used exclusively in the MI-35M project of the Brazilian Air Force. Project halted by customer decision. Equipment out of use identified.
NCC001086 | MANOMETER | VIBRSECTOR 20ION | POCMA | TM5 | N/A | 0 - 25 MPA | N/A | CALIBRAVEL\NCC001086.JPG | SECTOR 25 | TESTE HIDRÁULICO | HYDRAULIC/PNEUMSECTOR 20IC TESTS | OUT OF USE | 365 | 2021-04-05 | 2022-04-05 | -423.6046 |  | EQUIPMENT TAGGED AS OUT OF SERVICE | Equipment used exclusively in the MI-35M project of the Brazilian Air Force. Project halted by customer decision. Equipment out of use identified.
NCC001087 | MANOMETER | PRESSURE | N/A | KI.1.6 | N/A | 0 - 59 PSI / 0 - 4 BAR | N/A | CALIBRAVEL\NCC001087.JPG | SECTOR 25 | TESTE HIDRÁULICO | HYDRAULIC/PNEUMSECTOR 20IC TESTS | OUT OF USE | 365 |  |  | -45079.6046 |  | EQUIPMENT TAGGED AS OUT OF SERVICE | Equipment used exclusively in the MI-35M project of the Brazilian Air Force. Project halted by customer decision. Equipment out of use identified.
NCC001088 | MANOMETER | PRESSURE | CAMOZZI | KI.1.6 | N/A | 0 - 170 PSI / 0 - 12 BAR | N/A | CALIBRAVEL\NCC001088.JPG | SECTOR 25 | TESTE HIDRÁULICO | HYDRAULIC/PNEUMSECTOR 20IC TESTS | OUT OF USE | 365 | 2021-04-05 | 2022-04-05 | -423.6046 |  | EQUIPMENT TAGGED AS OUT OF SERVICE | Equipment used exclusively in the MI-35M project of the Brazilian Air Force. Project halted by customer decision. Equipment out of use identified.
NCC001089 | MANOMETER | PRESSURE | POCMA | TM5 | N/A | 0 - 0.6 MPA | N/A | CALIBRAVEL\NCC001089.JPG | SECTOR 22 | SALA DE TESTE DE ARTIGOS AVULSOS MI-35 | HYDRAULIC/PNEUMSECTOR 20IC TESTS | OUT OF USE | 365 |  |  | -45079.6046 |  | EQUIPMENT TAGGED AS OUT OF SERVICE | Equipment used exclusively in the MI-35M project of the Brazilian Air Force. Project halted by customer decision. Equipment out of use identified.
NCC001090 | MANOMETER | PRESSURE | N/A | KI.1.6 | N/A | 0 - 85PSI / 0 - 6 BAR | N/A | CALIBRAVEL\NCC001090.JPG | SECTOR 22 | SALA DE TESTE DE ARTIGOS AVULSOS MI-35 | HYDRAULIC/PNEUMSECTOR 20IC TESTS | OUT OF USE | 365 |  |  | -45079.6046 |  | EQUIPMENT TAGGED AS OUT OF SERVICE | Equipment used exclusively in the MI-35M project of the Brazilian Air Force. Project halted by customer decision. Equipment out of use identified.
NCC001091 | MANOMETER | PRESSURE | CAMOZZI | KI.1.6 | N/A | 0 - 170 PSI / 0 - 12 BAR | N/A | CALIBRAVEL\NCC001091.JPG | SECTOR 22 | SALA DE TESTE DE ARTIGOS AVULSOS MI-35 | HYDRAULIC/PNEUMSECTOR 20IC TESTS | OUT OF USE | 365 | 2021-04-05 | 2022-04-05 | -423.6046 |  | EQUIPMENT TAGGED AS OUT OF SERVICE | Equipment used exclusively in the MI-35M project of the Brazilian Air Force. Project halted by customer decision. Equipment out of use identified.
NCC001092 | MANOMETER | PRESSURE | BELTON | CT24LLIP | N/A | 0 - 11BAR/ 0 - 160 PSI | N/A | CALIBRAVEL\NCC001092.JPG | SECTOR 20 | ÁREA SUPRIMENTOS (ESTOQUE 7) | OUT OF SERVICE EQUIPMENT ROOM | OUT OF USE | 365 |  |  | -45079.6046 |  | EQUIPMENT TAGGED AS OUT OF SERVICE | Equipment used exclusively in the MI-35M project of the Brazilian Air Force. Project halted by customer decision. Equipment out of use identified.
NCC001093 | MANOMETER | PRESSURE | BELTON | CT24LLIP | N/A | 0 - 11BAR/ 0 - 160 PSI | N/A |  | SECTOR 20 | ÁREA SUPRIMENTOS (ESTOQUE 7) | VACUUM OVEN | OUT OF USE | 365 |  |  | -45079.6046 | MEDIÇÃO | EQUIPMENT TAGGED AS OUT OF SERVICE | WAITING FOR COMPANY DEMAND TO MAKE A CALIBRATION SERVICE QUOTATION
NCC001094 | MANOMETER | PRESSURE | BELTON | CT24LLIP | N/A | 0 - 11BAR/ 0 - 160 PSI | N/A | CALIBRAVEL\NCC001094.JPG | SECTOR 20 | ÁREA SUPRIMENTOS (ESTOQUE 7) | METALLIZATION AND PLASMA EQUIPMENT | IN USE | 365 | 2023-02-03 | 2024-02-03 | 245.3954 | MEDIÇÃO | EQUIPMENT TAGGED AS OUT OF SERVICE | WAITING FOR COMPANY DEMAND TO MAKE A CALIBRATION SERVICE QUOTATION
NCC001095 | MANOMETER | PRESSURE | CR | TM5 | N/A | 0 - 0.6 MPA | N/A | CALIBRAVEL\NCC001095.jpg | SECTOR 56 | BANCO DE PROVA - RGB MI-35 | BLUE WOODEN BOX 03 | OUT OF USE | 365 |  |  | -45079.6046 |  | EQUIPMENT TAGGED AS OUT OF SERVICE | Equipment used exclusively in the MI-35M project of the Brazilian Air Force. Project halted by customer decision. Equipment out of use identified.
NCC001096 | DIGITAL TIMER | TIME AND FREQUENCY | N/A | TEMP-1M | N/A | N/A | N/A | CALIBRAVEL\NCC001096.jpg | SECTOR 56 | BANCO DE PROVA - RGB MI-35 | BLUE WOODEN BOX 03 | OUT OF USE | 365 |  |  | -45079.6046 |  | EQUIPMENT TAGGED AS OUT OF SERVICE | Equipment used exclusively in the MI-35M project of the Brazilian Air Force. Project halted by customer decision. Equipment out of use identified.
NCC001097 | MANOMETER | PRESSURE | POCMA | TM5 | N/A | 0 - 16 MPA | N/A | CALIBRAVEL\NCC001097.JPG | SECTOR 20 | ÁREA SUPRIMENTOS (ESTOQUE 7) | OUT OF SERVICE EQUIPMENT ROOM | OUT OF USE | 365 |  |  | -45079.6046 |  | EQUIPMENT TAGGED AS OUT OF SERVICE | Equipment used exclusively in the MI-35M project of the Brazilian Air Force. Project halted by customer decision. Equipment out of use identified.
NCC001098 | CARGO CELL | WEIGHT | AHYLOAD | 101BH-50KG | 73806 | 0 - 50KG | N/A | CALIBRAVEL\NCC001098.jpg | SECTOR 56 | BANCO DE PROVA - RGB MI-35 | BLUE WOODEN BOX 03 | OUT OF USE | 365 |  |  | -45079.6046 |  | EQUIPMENT TAGGED AS OUT OF SERVICE | Equipment used exclusively in the MI-35M project of the Brazilian Air Force. Project halted by customer decision. Equipment out of use identified.
NCC001099 | LOAD INDICSECTOR 20OR | TIME AND FREQUENCY | ПЕТВЕС | WI-4 | 73805 | N/A | N/A | CALIBRAVEL\NCC001099.JPG | SECTOR 56 | BANCO DE PROVA - RGB MI-35 | BLUE WOODEN BOX 03 | OUT OF USE | 365 |  |  | -45079.6046 |  | EQUIPMENT TAGGED AS OUT OF SERVICE | Equipment used exclusively in the MI-35M project of the Brazilian Air Force. Project halted by customer decision. Equipment out of use identified.
NCC001100 | COMPARSECTOR 20OR CLOCK | DIMENSIONAL | N/A | N/A | 13570 | 0 - 10MM | N/A | CALIBRAVEL\NCC001100.JPG | SECTOR 56 | BANCO DE PROVA - RGB MI-35 | BLUE WOODEN BOX 03 | OUT OF USE | 365 |  |  | -45079.6046 |  | EQUIPMENT TAGGED AS OUT OF SERVICE | Equipment used exclusively in the MI-35M project of the Brazilian Air Force. Project halted by customer decision. Equipment out of use identified.
NCC001101 | COMPARSECTOR 20OR CLOCK | DIMENSIONAL | N/A | N/A | 40487 | 0 - 2 MM | N/A | CALIBRAVEL\NCC001101.JPG | SECTOR 06 | SISTEMA DE TRANSMISSÃO | OUT OF SERVICE EQUIPMENT ROOM | OUT OF USE | 365 |  |  | -45079.6046 |  | EQUIPMENT TAGGED AS OUT OF SERVICE | Equipment used exclusively in the MI-35M project of the Brazilian Air Force. Project halted by customer decision. Equipment out of use identified.
NCC001102 | COMPARSECTOR 20OR CLOCK | DIMENSIONAL | N/A | N/A | 116555 | 0 - 1 MM | N/A | CALIBRAVEL\NCC001102.JPG | SECTOR 56 | BANCO DE PROVA - RGB MI-35 | WOODEN BOX 11 | OUT OF USE | 365 |  |  | -45079.6046 |  | EQUIPMENT TAGGED AS OUT OF SERVICE | Equipment used exclusively in the MI-35M project of the Brazilian Air Force. Project halted by customer decision. Equipment out of use identified.
NCC001103 | COMPARSECTOR 20OR CLOCK | DIMENSIONAL | N/A | N/A | 6211 | 0 - 10MM | N/A | CALIBRAVEL\NCC001103.JPG | SECTOR 56 | BANCO DE PROVA - RGB MI-35 | WOODEN BOX 11 | OUT OF USE | 365 |  |  | -45079.6046 |  | EQUIPMENT TAGGED AS OUT OF SERVICE | Equipment used exclusively in the MI-35M project of the Brazilian Air Force. Project halted by customer decision. Equipment out of use identified.
NCC001104 | TEMPERSECTOR 20URE INDICSECTOR 20OR | TEMPERSECTOR 20URE | TEPMUM | TC.100M-3 | 148797 | N/A | N/A | CALIBRAVEL\NCC001104.jpg | SECTOR 56 | BANCO DE PROVA - RGB MI-35 | BLUE WOODEN BOX 03 | OUT OF USE | 365 |  |  | -45079.6046 |  | EQUIPMENT TAGGED AS OUT OF SERVICE | Equipment used exclusively in the MI-35M project of the Brazilian Air Force. Project halted by customer decision. Equipment out of use identified.
NCC001105 | TORQUE MULTIPLIER | FORCE | STAHLWILLE | HAAMФ.A2.650701203 | MP 300-2000 | N/A | N/A |  | SECTOR 56 | BANCO DE PROVA - RGB MI-35 | MAIN ROTOR TEST | OUT OF USE | 365 |  |  | -45079.6046 |  | EQUIPMENT TAGGED AS OUT OF SERVICE | Equipment used exclusively in the MI-35M project of the Brazilian Air Force. Project halted by customer decision. Equipment out of use identified.
NCC001106 | BUBBLE LEVEL TYPE AXIS | DIMENSIONAL | SNAFT | N/A | N/A | N/A | N/A | CALIBRAVEL\NCC001106.JPG | SECTOR 56 | BANCO DE PROVA - RGB MI-35 | BLUE WOODEN BOX 02 | OUT OF USE | 365 |  |  | -45079.6046 |  | EQUIPMENT TAGGED AS OUT OF SERVICE | Equipment used exclusively in the MI-35M project of the Brazilian Air Force. Project halted by customer decision. Equipment out of use identified.
NCC001107 | TORQUEMETER | FORCE | GEDORE | TORCOFIX-K | 4549-2 | 2 TO 25N.M / 1.5 TO 18 LBF-FT | N/A | CALIBRAVEL\NCC001107.JPG | SECTOR 56 | BANCO DE PROVA - RGB MI-35 | WOODEN BOX 11 | OUT OF USE | 365 |  |  | -45079.6046 |  | EQUIPMENT TAGGED AS OUT OF SERVICE | Equipment used exclusively in the MI-35M project of the Brazilian Air Force. Project halted by customer decision. Equipment out of use identified.
NCC001108 | COMPARSECTOR 20OR CLOCK | DIMENSIONAL | Г.T.O | Г.T.O57768 | 115695 | 0 - 10 MM | N/A | CALIBRAVEL\NCC001108.JPG | SECTOR 20 | ÁREA SUPRIMENTOS (ESTOQUE 7) | OUT OF SERVICE EQUIPMENT ROOM | OUT OF USE | 365 |  |  | -45079.6046 |  | EQUIPMENT TAGGED AS OUT OF SERVICE | Equipment used exclusively in the MI-35M project of the Brazilian Air Force. Project halted by customer decision. Equipment out of use identified.
NCC001630 | TORQUEMETER | DIMENSIONAL | SNAP-ON | TE25FUA | 24969 | 300 IN-LB | N/A | CALIBRAVEL\NCC001630.JPG | SECTOR 102 | BANCO DE PROVAS - T56 & PW100 | T56 PROJECT | OUT OF USE | 365 | 2023-04-01 | 2024-03-31 | 302.3954 | MEDIÇÃO | CALIBRATION EXECULTED
NCC001110 | TORQUEMETER | FORCE | GEDORE | DREMO POLL EK | P610831 | 600 - 1500 N. | N/A | CALIBRAVEL\NCC001110.JPG | SECTOR 08 | PROJETO T56 | DIVISORY A06 LINE 04 | IN USE | 365 | 2023-04-12 | 2024-04-11 | 313.3954 | MEDIÇÃO | N/A | N/A | ..\CERTIFICADOS DE PÓS CALIBRAÇÃO\2023\ABRIL\NCC001110 - TORQUÍMETRO DE DESARME.pdf
NCC001111 | MANOMETER | PRESSURE | CAMOZZI | MC104-C-28-FL | N/A | 0 - 170 PSI / 0 -12 BAR | N/A | CALIBRAVEL\NCC001111.JPG | SECTOR 56 | BANCO DE PROVA - RGB MI-35 | BLUE WOODEN BOX 01 PRESSURE REGULSECTOR 20OR ON EQUIPMENT | OUT OF USE | 365 |  |  | -45079.6046 |  | EQUIPMENT TAGGED AS OUT OF SERVICE | Equipment used exclusively in the MI-35M project of the Brazilian Air Force. Project halted by customer decision. Equipment out of use identified.
NCC001112 | VOLTMETER | ELECTRICITY | N/A | Щ02П | 2463 | N/A | N/A | CALIBRAVEL\NCC001112.JPG | SECTOR 59 | SALA DE ELETRÔNICA | ELECTRIC TEST BENCH - HAAMФ90.72.92.84.0174 - CTO -643-0568ИCП.076 | OUT OF USE | 365 | 2021-07-27 | 2022-07-27 | -310.6046 |  | INSTALLED ON THE EQUIPMENT: TEST PANEL МУ -1 | Equipment used exclusively in the MI-35M project of the Brazilian Air Force. Project halted by customer decision. Equipment out of use identified.
NCC001113 | AMMETER | ELECTRICITY | N/A | Щ02П | 2462 | N/A | N/A | CALIBRAVEL\NCC001113.JPG | SECTOR 59 | SALA DE ELETRÔNICA | ELECTRIC TEST BENCH - HAAMФ90.72.92.84.0174 - CTO -643-0568ИCП.076 | OUT OF USE | 365 | 2021-07-27 | 2022-07-27 | -310.6046 |  | INSTALLED ON THE EQUIPMENT: TEST PANEL МУ -1 | Equipment used exclusively in the MI-35M project of the Brazilian Air Force. Project halted by customer decision. Equipment out of use identified.
NCC001114 | VOLTMETER | ELECTRICITY | N/A | Щ02П | 2963 | N/A | N/A | CALIBRAVEL\NCC001114.JPG | SECTOR 59 | SALA DE ELETRÔNICA | ELECTRIC TEST BENCH - HAAMФ 90.72.92.84.0174 - CTO -643-0568 ИCП.076 | OUT OF USE | 365 | 2021-07-27 | 2022-07-27 | -310.6046 |  | INSTALLED ON THE EQUIPMENT: TEST PANEL FOR ELECTRIC MECHANISM MП-100M-2C / HAAMB.6384.0692-CTO-643-0584 ИCП.076 | Equipment used exclusively in the MI-35M project of the Brazilian Air Force. Project halted by customer decision. Equipment out of use identified.
NCC001115 | AMMETER | ELECTRICITY | N/A | Щ02П | 2962 | N/A | N/A | CALIBRAVEL\NCC001115.JPG | SECTOR 59 | SALA DE ELETRÔNICA | ELECTRIC TEST BENCH - HAAMФ 90.72.92.84.0174 - CTO -643-0568 ИCП.076 | OUT OF USE | 365 | 2021-07-27 | 2022-07-27 | -310.6046 |  | INSTALLED ON THE EQUIPMENT: TEST PANEL FOR ELECTRIC MECHANISM MП-100M-2C / HAAMB.6384.0692-CTO-643-0584 ИCП.076 | Equipment used exclusively in the MI-35M project of the Brazilian Air Force. Project halted by customer decision. Equipment out of use identified.
NCC001116 | PULSE COUNTER | TIME AND FREQUENCY | OBEH | СИ8 | N/A | N/A | N/A | CALIBRAVEL\NCC001116.JPG | SECTOR 59 | SALA DE ELETRÔNICA | ELECTRIC TEST BENCH - HAAMФ 90.72.92.84.0174 - CTO -643-0568 ИCП.076 | OUT OF USE | 365 |  |  | -45079.6046 |  | EQUIPMENT TAGGED AS OUT OF SERVICE | Equipment used exclusively in the MI-35M project of the Brazilian Air Force. Project halted by customer decision. Equipment out of use identified.
NCC001117 | POWER SUPPLY | ELECTRICITY | AKTAKOM | ATH-1031 | AG9897 | N/A | N/A | CALIBRAVEL\NCC001117.JPG | SECTOR 59 | SALA DE ELETRÔNICA | ELECTRIC TEST BENCH - HAAMФ 90.72.92.84.0174 - CTO -643-0568 ИCП.076 | OUT OF USE | 365 | 2021-07-28 | 2022-07-28 | -309.6046 |  | EQUIPMENT TAGGED AS OUT OF SERVICE | Equipment used exclusively in the MI-35M project of the Brazilian Air Force. Project halted by customer decision. Equipment out of use identified.
NCC001118 | POWER SUPPLY | ELECTRICITY | AKTAKOM | ATH-1031 | AG9586 | N/A | N/A | CALIBRAVEL\NCC001118.JPG | SECTOR 59 | SALA DE ELETRÔNICA | ELECTRIC TEST BENCH - HAAMФ 90.72.92.84.0174 - CTO -643-0568 ИCП.076 | OUT OF USE | 365 |  |  | -45079.6046 |  | EQUIPMENT TAGGED AS OUT OF SERVICE | Equipment used exclusively in the MI-35M project of the Brazilian Air Force. Project halted by customer decision. Equipment out of use identified.
NCC001119 | COMPARSECTOR 20OR CLOCK | DIMENSIONAL | N/A | N/A | 7191 | 0 - 10 MM | N/A | CALIBRAVEL\NCC001119.JPG | SECTOR 20 | ÁREA SUPRIMENTOS (ESTOQUE 7) | OUT OF SERVICE EQUIPMENT ROOM | OUT OF USE | 365 | 2021-07-27 | 2022-07-27 | -310.6046 |  | NOT FOUND / MI-35 EQUIPMENT SHELF
NCC001120 | POWER SUPPLY | ELECTRICITY | AKTAKOM | ATH-1136 | AG9832 | N/A | N/A | CALIBRAVEL\NCC001120.JPG | SECTOR 59 | SALA DE ELETRÔNICA | ELECTRIC TEST BENCH-HAAMФ.6C-11.00-CTO-643-0504 ИCП.076 | OUT OF USE | 365 | 2021-07-28 | 2022-07-28 | -309.6046 |  | EQUIPMENT TAGGED AS OUT OF SERVICE | Equipment used exclusively in the MI-35M project of the Brazilian Air Force. Project halted by customer decision. Equipment out of use identified.
NCC001121 | VOLTMETER | ELECTRICITY | N/A | Щ02П | N/A | N/A | N/A | CALIBRAVEL\NCC001121.JPG | SECTOR 59 | SALA DE ELETRÔNICA | ELECTRIC TEST BENCH-HAAMФ.6C-11.00-CTO-643-0504 ИCП.076 | OUT OF USE | 365 | 2021-07-27 | 2022-07-27 | -310.6046 |  | INSTALLED ON THE EQUIPMENT: TEST PANEL FOR ELECTRIC MECHANISM HA WILL.6384.0711 | Equipment used exclusively in the MI-35M project of the Brazilian Air Force. Project halted by customer decision. Equipment out of use identified.
NCC001122 | AMMETER | ELECTRICITY | N/A | Щ02П | N/A | N/A | N/A | CALIBRAVEL\NCC001122.JPG | SECTOR 59 | SALA DE ELETRÔNICA | ELECTRIC TEST BENCH-HAAMФ.6C-11.00-CTO-643-0504 ИCП.076 | OUT OF USE | 365 | 2021-07-27 | 2022-07-27 | -310.6046 |  | INSTALLED ON THE EQUIPMENT: TEST PANEL FOR ELECTRIC MECHANISM HA WILL.6384.0711 | Equipment used exclusively in the MI-35M project of the Brazilian Air Force. Project halted by customer decision. Equipment out of use identified.
NCC001123 | WRISTWRITER | TIME AND FREQUENCY | OBEH | СИ8 | N/A | N/A | N/A | CALIBRAVEL\NCC001123.JPG | SECTOR 59 | SALA DE ELETRÔNICA | ELECTRIC TEST BENCH-HAAMФ.6C-11.00-CTO-643-0504 ИCП.076 | OUT OF USE | 365 | 2021-07-27 | 2022-07-27 | -310.6046 |  | INSTALLED ON THE EQUIPMENT: TEST PANEL FOR ELECTRIC MECHANISM HA WILL.6384.0711 | Equipment used exclusively in the MI-35M project of the Brazilian Air Force. Project halted by customer decision. Equipment out of use identified.
NCC001124 | DIGITAL TIMER | TIME AND FREQUENCY | OMRON | OMRON H5CX | N/A | 0.001 S - 9999 H | N/A | CALIBRAVEL\NCC001124.JPG | SECTOR 59 | SALA DE ELETRÔNICA | ELECTRIC TEST BENCH-HAAMФ.6C-11.00-CTO-643-0504 ИCП.076 | OUT OF USE | 365 | 2021-07-27 | 2022-07-27 | -310.6046 |  | INSTALLED ON THE EQUIPMENT: TEST PANEL FOR MПK-4 / HAФ.6384.0692-CTO-643-0584 ИCП.076 HAAMFE | Equipment used exclusively in the MI-35M project of the Brazilian Air Force. Project halted by customer decision. Equipment out of use identified.
NCC001125 | AMMETER | ELECTRICITY | N/A | N/A | N/A | N/A | N/A | CALIBRAVEL\NCC001125.JPG | SECTOR 59 | SALA DE ELETRÔNICA | ELECTRIC TEST BENCH-HAAMФ.6C-11.00-CTO-643-0504 ИCП.076 | OUT OF USE | 365 | 2021-07-27 | 2022-07-27 | -310.6046 |  | INSTALLED ON THE EQUIPMENT: TEST PANEL FOR MПK-4 / HAФ.6384.0692-CTO-643-0584 ИCП.076 HAAMFE | Equipment used exclusively in the MI-35M project of the Brazilian Air Force. Project halted by customer decision. Equipment out of use identified.
NCC001126 | VOLTMETER | ELECTRICITY | N/A | N/A | MA2609 | 0 - 50 V | N/A | CALIBRAVEL\NCC001126.JPG | SECTOR 59 | SALA DE ELETRÔNICA | ELECTRIC TEST BENCH-HAAMФ.6C-11.00-CTO-643-0504 ИCП.076 | OUT OF USE | 365 | 2021-07-27 | 2022-07-27 | -310.6046 |  | INSTALLED ON THE EQUIPMENT: TEST PANEL FOR MПK-4 / HAФ.6384.0700-CTO-643-0584 ИCП.076 | Equipment used exclusively in the MI-35M project of the Brazilian Air Force. Project halted by customer decision. Equipment out of use identified.
NCC001127 | MULTIMETER | ELECTRICITY | S-LINE CE | UNI-T UT50D | 1412193045 SERIES 1110610351 | DC VOLTAGE: 200M-2000M-20-200-1000V ( AC VOLTAGE: 2-20-200-750V CONTINUOUS CURRENT: 2000Μ-20M-200M-20A AC CURRENT: 200M-20A RESISTANCE: 200-2K-20K-200K-2M-20M-20M CAPACITY: 2000P-20N-200N-2Μ-20Μ FREQUENCY: 20KHZ TEMPERTOURE: -40 ° -1000 ° DIODE TEST | N/A | CALIBRAVEL\NCC001127.JPG | SECTOR 12 | SALA LIMPA | CLEAN ROOM | IN USE | 365 | 2022-11-16 | 2023-11-16 | 166.3954 | INGEL
NCC001128 | MEGAOHMMETER | ELECTRICITY | АСТЭНА | ЭС0210/2-Г | 35599 | N/A | N/A | CALIBRAVEL\NCC001128.JPG | SECTOR 59 | SALA DE ELETRÔNICA | ELECTRIC TEST BENCH-HAAMФ.6C-11.00-CTO-643-0504 ИCП.076 | OUT OF USE | 365 | 2021-04-29 | 2022-04-29 | -399.6046 |  | RUSSIAN EQUIPMENT CALIBRSECTOR 20ION SUSPENDED RESISTANCE MEASUREMENT RANGE: MΩ 0-5, 0-50, 50-10000 OUTPUT VOLTAGE: V 500 ± 50 /1000 ± 100/2500 ± 250 | Equipment used exclusively in the MI-35M project of the Brazilian Air Force. Project halted by customer decision. Equipment out of use identified.
NCC001129 | AMMETER | ELECTRICITY | N/A | Щ02П | 217 | N/A | N/A | CALIBRAVEL\NCC001129.JPG | SECTOR 59 | SALA DE ELETRÔNICA | ELECTRICAL TEST BENCH - HAAMB.72.У.309.CO - CTO -643-0414 ИCП.076 | OUT OF USE | 365 | 2021-07-27 | 2022-07-27 | -310.6046 |  | EQUIPMENT TAGGED AS OUT OF SERVICE | Equipment used exclusively in the MI-35M project of the Brazilian Air Force. Project halted by customer decision. Equipment out of use identified.
NCC001130 | AMMETER | ELECTRICITY | N/A | Щ02П | 221 | N/A | N/A | CALIBRAVEL\NCC001130.JPG | SECTOR 59 | SALA DE ELETRÔNICA | ELECTRICAL TEST BENCH - HAAMB.72.У.309.CO - CTO -643-0414 ИCП.076 | OUT OF USE | 365 | 2021-07-27 | 2022-07-27 | -310.6046 |  | EQUIPMENT TAGGED AS OUT OF SERVICE | Equipment used exclusively in the MI-35M project of the Brazilian Air Force. Project halted by customer decision. Equipment out of use identified.
NCC001131 | VOLTMETER | ELECTRICITY | N/A | Щ02П | 222 | N/A | N/A | CALIBRAVEL\NCC001131.JPG | SECTOR 59 | SALA DE ELETRÔNICA | ELECTRICAL TEST BENCH - HAAMB.72.У.309.CO - CTO -643-0414 ИCП.076 | OUT OF USE | 365 | 2021-07-27 | 2022-07-27 | -310.6046 |  | EQUIPMENT TAGGED AS OUT OF SERVICE | Equipment used exclusively in the MI-35M project of the Brazilian Air Force. Project halted by customer decision. Equipment out of use identified.
NCC001132 | PULSE COUNTER | ELECTRICITY | OBEH | СИ8 | N/A | N/A | N/A | CALIBRAVEL\NCC001132.JPG | SECTOR 59 | SALA DE ELETRÔNICA | ELECTRICAL TEST BENCH - HAAMB.72.У.309.CO - CTO -643-0414 ИCП.076 | OUT OF USE | 365 | 2021-07-27 | 2022-07-27 | -310.6046 |  | EQUIPMENT TAGGED AS OUT OF SERVICE | Equipment used exclusively in the MI-35M project of the Brazilian Air Force. Project halted by customer decision. Equipment out of use identified.
NCC001133 | POWER SUPPLY | ELECTRICITY | AKTAKOM | ATH.1338 | 130605114 | N/A | N/A | CALIBRAVEL\NCC001133.JPG | SECTOR 59 | SALA DE ELETRÔNICA | ELECTRICAL TEST BENCH - HAAMB.72.У.309.CO - CTO -643-0414 ИCП.076 | OUT OF USE | 365 | 2021-07-28 | 2022-07-28 | -309.6046 |  | EQUIPMENT TAGGED AS OUT OF SERVICE | Equipment used exclusively in the MI-35M project of the Brazilian Air Force. Project halted by customer decision. Equipment out of use identified.
NCC001134 | VOLTMETER | ELECTRICITY | N/A | Щ02П | 677 | ± 50V | N/A | CALIBRAVEL\NCC001134.JPG | SECTOR 59 | SALA DE ELETRÔNICA | ELECTRICAL TEST BENCH-HAAMФ.6C-08.00-CTO-643-0533 ИCП.076 | OUT OF USE | 365 | 2021-07-27 | 2022-07-27 | -310.6046 |  | TEST BECH FOR ITEM 3177, 1919T, ЭПK-2T-90, Д-64M | Equipment used exclusively in the MI-35M project of the Brazilian Air Force. Project halted by customer decision. Equipment out of use identified.
NCC001135 | WRISTWRITER | TIME AND FREQUENCY | OBEH | СИ8 | 31966150502201600 | N/A | N/A | CALIBRAVEL\NCC001135.JPG | SECTOR 59 | SALA DE ELETRÔNICA | ELECTRICAL TEST BENCH-HAAMФ.6C-08.00-CTO-643-0533 ИCП.076 | OUT OF USE | 365 | 2021-07-27 | 2022-07-27 | -310.6046 |  | TEST BECH FOR ITEM 3177, 1919T, ЭПK-2T-90, Д-64M | Equipment used exclusively in the MI-35M project of the Brazilian Air Force. Project halted by customer decision. Equipment out of use identified.
NCC001136 | AMMETER | ELECTRICITY | N/A | Щ02П | 678 | N/A | N/A | CALIBRAVEL\NCC001136.JPG | SECTOR 59 | SALA DE ELETRÔNICA | ELECTRICAL TEST BENCH-HAAMФ.6C-08.00-CTO-643-0533 ИCП.076 | OUT OF USE | 365 | 2021-07-27 | 2022-07-27 | -310.6046 |  | TEST BECH FOR ITEM 3177, 1919T, ЭПK-2T-90, Д-64M | Equipment used exclusively in the MI-35M project of the Brazilian Air Force. Project halted by customer decision. Equipment out of use identified.
NCC001137 | POWER SUPPLY | ELECTRICITY | AKTAKOM | ATH-1338 | VA150805287 | N/A | N/A | CALIBRAVEL\NCC001137.JPG | SECTOR 59 | SALA DE ELETRÔNICA | ELECTRICAL TEST BENCH-HAAMФ.6C-08.00-CTO-643-0533 ИCП.076 | OUT OF USE | 365 | 2021-07-28 | 2022-07-28 | -309.6046 |  | EQUIPMENT TAGGED AS OUT OF SERVICE | Equipment used exclusively in the MI-35M project of the Brazilian Air Force. Project halted by customer decision. Equipment out of use identified.
NCC001138 | POWER SUPPLY | ELECTRICITY | AKTAKOM | AHT-1131 | 1404001 | 0 - 30V / 0-10A | N/A | CALIBRAVEL\NCC001138.JPG | SECTOR 59 | SALA DE ELETRÔNICA | BENCH 05 | OUT OF USE | 365 | 2022-06-02 | 2023-06-02 | -0.60462 |  | N/A
NCC001139 | PRESSURE INDICSECTOR 20OR | PRESSURE | N/A | N/A | N/A | N/A | N/A |  | SECTOR 56 | BANCO DE PROVA - RGB MI-35 | BENCH 5 | OUT OF USE | 365 |  |  | -45079.6046 |  | EQUIPMENT TAGGED AS OUT OF SERVICE | Equipment used exclusively in the MI-35M project of the Brazilian Air Force. Project halted by customer decision. Equipment out of use identified.
NCC001140 | PRESSURE INDICSECTOR 20OR | PRESSURE | N/A | N/A | N/A | N/A | N/A |  | SECTOR 56 | BANCO DE PROVA - RGB MI-35 | BENCH 5 | OUT OF USE | 365 |  |  | -45079.6046 |  | EQUIPMENT TAGGED AS OUT OF SERVICE | Equipment used exclusively in the MI-35M project of the Brazilian Air Force. Project halted by customer decision. Equipment out of use identified.
NCC001141 | POWER SUPPLY | ELECTRICITY | AKTAKOM | ATH-1237 | 1309122130 | N/A | N/A |  | SECTOR 56 | BANCO DE PROVA - RGB MI-35 | STORED IN RESTRICTED AREA | OUT OF USE | 365 |  |  | -45079.6046 |  | ARMAMENT ROOM BENCH RIGHT ROOM | Equipment used exclusively in the MI-35M project of the Brazilian Air Force. Project halted by customer decision. Equipment out of use identified.
NCC001142 | SPEED ​​INDICSECTOR 20OR | TIME AND FREQUENCY | N/A | N/A | 857050 | 0 - 20 (X100 KM/H) | N/A |  | SECTOR 56 | BANCO DE PROVA - RGB MI-35 | EQUIP. OF TESTING - KПA УC -B / Nº 0117001 | OUT OF USE | 365 |  |  | -45079.6046 |  | EQUIPMENT TAGGED AS OUT OF SERVICE | Equipment used exclusively in the MI-35M project of the Brazilian Air Force. Project halted by customer decision. Equipment out of use identified.
NCC001143 | AMMETER | ELECTRICITY | N/A | M42300 | N/A | N/A | N/A | CALIBRAVEL\NCC001143.JPG | SECTOR 59 | SALA DE ELETRÔNICA | EQUIP. OF TESTING-KПA УC-B / BK-3 / Nº 0117001 | OUT OF USE | 365 | 2021-07-27 | 2022-07-27 | -310.6046 |  | EQUIPMENT TAGGED AS OUT OF SERVICE | Equipment used exclusively in the MI-35M project of the Brazilian Air Force. Project halted by customer decision. Equipment out of use identified.
NCC001144 | AMMETER | ELECTRICITY | N/A | M42300 | N/A | N/A | N/A | CALIBRAVEL\NCC001144.JPG | SECTOR 59 | SALA DE ELETRÔNICA | EQUIP. OF TESTING - KПA УC -B / KП9 / Nº 0117001 | OUT OF USE | 365 |  |  | -45079.6046 |  | EQUIPMENT TAGGED AS OUT OF SERVICE | Equipment used exclusively in the MI-35M project of the Brazilian Air Force. Project halted by customer decision. Equipment out of use identified.
NCC001145 | MANOMETER | PRESSURE | POCMA | TM6 | 4924 | 0 - 16 KГC/CM² | N/A |  | SECTOR 56 | BANCO DE PROVA - RGB MI-35 | MI35 NOZZLE TEST | OUT OF USE | 365 |  |  | -45079.6046 |  | EQUIPMENT TAGGED AS OUT OF SERVICE | Equipment used exclusively in the MI-35M project of the Brazilian Air Force. Project halted by customer decision. Equipment out of use identified.
NCC001146 | TEMPERSECTOR 20URE DIGITAL CONTROLLER | TEMPERSECTOR 20URE | OBEH | TPM1 | N/A | N/A | N/A | CALIBRAVEL\NCC001146.JPG | SECTOR 22 | SALA DE TESTE DE ARTIGOS AVULSOS MI-35 | MI35 NOZZLE TEST | OUT OF USE | 365 |  |  | -45079.6046 |  | EQUIPMENT TAGGED AS OUT OF SERVICE | Equipment used exclusively in the MI-35M project of the Brazilian Air Force. Project halted by customer decision. Equipment out of use identified.
NCC001147 | DIGITAL TIMER | TIME AND FREQUENCY | BEXA | N/A | N/A | N/A | N/A | CALIBRAVEL\NCC001147.JPG | SECTOR 22 | SALA DE TESTE DE ARTIGOS AVULSOS MI-35 | MI35 NOZZLE TEST | OUT OF USE | 365 |  |  | -45079.6046 |  | EQUIPMENT TAGGED AS OUT OF SERVICE | Equipment used exclusively in the MI-35M project of the Brazilian Air Force. Project halted by customer decision. Equipment out of use identified.
NCC001148 | MANOMETER | PRESSURE | POCMA | TM6 | 2421TM6 | 0 - 16 KГC/ CM² | N/A | CALIBRAVEL\NCC001148.JPG | SECTOR 22 | SALA DE TESTE DE ARTIGOS AVULSOS MI-35 | MI35 NOZZLE TEST | OUT OF USE | 365 |  |  | -45079.6046 |  | EQUIPMENT TAGGED AS OUT OF SERVICE | Equipment used exclusively in the MI-35M project of the Brazilian Air Force. Project halted by customer decision. Equipment out of use identified.
NCC001149 | LOAD INDICSECTOR 20OR | DIMENSIONAL | MASS-K | MK-6.2AB20 | 25621 | N/A | N/A | CALIBRAVEL\NCC001149.JPG | SECTOR 22 | SALA DE TESTE DE ARTIGOS AVULSOS MI-35 | MI35 NOZZLE TEST | OUT OF USE | 365 |  |  | -45079.6046 |  | EQUIPMENT TAGGED AS OUT OF SERVICE | Equipment used exclusively in the MI-35M project of the Brazilian Air Force. Project halted by customer decision. Equipment out of use identified.
NCC001150 | MANOMETER | PRESSURE | POCMA | TM6 | 3418 | 0 - 16 KГC/ CM² | N/A | CALIBRAVEL\NCC001150.JPG | SECTOR 22 | SALA DE TESTE DE ARTIGOS AVULSOS MI-35 | MI35 NOZZLE TEST | OUT OF USE | 365 |  |  | -45079.6046 |  | EQUIPMENT TAGGED AS OUT OF SERVICE | Equipment used exclusively in the MI-35M project of the Brazilian Air Force. Project halted by customer decision. Equipment out of use identified.
NCC001151 | MANOMETER | PRESSURE | POCMA | TM6 | 1848 | 0 - 100 KГC/ CM² | N/A | CALIBRAVEL\NCC001151.JPG | SECTOR 22 | SALA DE TESTE DE ARTIGOS AVULSOS MI-35 | MI35 NOZZLE TEST | OUT OF USE | 365 |  |  | -45079.6046 |  | EQUIPMENT TAGGED AS OUT OF SERVICE | Equipment used exclusively in the MI-35M project of the Brazilian Air Force. Project halted by customer decision. Equipment out of use identified.
NCC001152 | MANOMETER | PRESSURE | POCMA | TM6 | 1828 | 0 - 100 KГC/ CM² | N/A | CALIBRAVEL\NCC001152.JPG | SECTOR 22 | SALA DE TESTE DE ARTIGOS AVULSOS MI-35 | MI35 NOZZLE TEST | OUT OF USE | 365 |  |  | -45079.6046 |  | EQUIPMENT TAGGED AS OUT OF SERVICE | Equipment used exclusively in the MI-35M project of the Brazilian Air Force. Project halted by customer decision. Equipment out of use identified.
NCC001153 | MANOMETER | PRESSURE | PCOMA | TM6 | 1849 | 0 - 100 KГC/ CM² | N/A | CALIBRAVEL\NCC001153.JPG | SECTOR 22 | SALA DE TESTE DE ARTIGOS AVULSOS MI-35 | MI35 NOZZLE TEST | OUT OF USE | 365 |  |  | -45079.6046 |  | EQUIPMENT TAGGED AS OUT OF SERVICE | Equipment used exclusively in the MI-35M project of the Brazilian Air Force. Project halted by customer decision. Equipment out of use identified.
NCC001154 | MANOMETER | PRESSURE | N/A | N/A | N/A | 0 - 12 BAR/ 0 - 160PSI | N/A | CALIBRAVEL\NCC001154.JPG | SECTOR 22 | SALA DE TESTE DE ARTIGOS AVULSOS MI-35 | MI35 NOZZLE TEST | OUT OF USE | 365 |  |  | -45079.6046 |  | EQUIPMENT TAGGED AS OUT OF SERVICE | Equipment used exclusively in the MI-35M project of the Brazilian Air Force. Project halted by customer decision. Equipment out of use identified.
NCC001155 | THERMOCOUPLE | TEMPERSECTOR 20URE | ALUTAL | YП.100/1-400-Ш-895 | 16325 | 1 - 10IN MV | 1 - 10IN MV | CALIBRAVEL\NCC001155.JPG | SECTOR 22 | SALA DE TESTE DE ARTIGOS AVULSOS MI-35 | MI35 NOZZLE TEST | OUT OF USE | 365 |  |  | -45079.6046 |  | EQUIPMENT TAGGED AS OUT OF SERVICE | Equipment used exclusively in the MI-35M project of the Brazilian Air Force. Project halted by customer decision. Equipment out of use identified.
NCC001156 | MANOMETER | PRESSURE | BELTON | N/A | N/A | 0 - 11 BAR/ 0 - 160PSI | N/A | CALIBRAVEL\NCC001156.JPG | SECTOR 22 | SALA DE TESTE DE ARTIGOS AVULSOS MI-35 | MI35 NOZZLE TEST | OUT OF USE | 365 |  |  | -45079.6046 |  | EQUIPMENT TAGGED AS OUT OF SERVICE | Equipment used exclusively in the MI-35M project of the Brazilian Air Force. Project halted by customer decision. Equipment out of use identified.
NCC001157 | MANOMETER | PRESSURE | CAMOZZI | N/A | N/A | 0 - 12 BAR/ 0 - 170PSI | N/A |  | SECTOR 28 | TESTE DE COMBUSTÍVEL | MI35 NOZZLE TEST | OUT OF USE | 365 |  |  | -45079.6046 |  | EQUIPMENT TAGGED AS OUT OF SERVICE | Equipment used exclusively in the MI-35M project of the Brazilian Air Force. Project halted by customer decision. Equipment out of use identified.
NCC001158 | MANOMETER | PRESSURE | CAMOZZI | N/A | N/A | 0 - 12 BAR/ 0 - 170PSI | N/A |  | SECTOR 28 | TESTE DE COMBUSTÍVEL | MI35 NOZZLE TEST | OUT OF USE | 365 |  |  | -45079.6046 |  | EQUIPMENT TAGGED AS OUT OF SERVICE | Equipment used exclusively in the MI-35M project of the Brazilian Air Force. Project halted by customer decision. Equipment out of use identified.
NCC001159 | TEMPERSECTOR 20URE SENSOR | TEMPERSECTOR 20URE | N/A | ДTC105-50 | 7305150107017310 | - 50 TO 180 ° C | N/A |  | SECTOR 28 | TESTE DE COMBUSTÍVEL | MI35 NOZZLE TEST | OUT OF USE | 365 |  |  | -45079.6046 |  | EQUIPMENT TAGGED AS OUT OF SERVICE | Equipment used exclusively in the MI-35M project of the Brazilian Air Force. Project halted by customer decision. Equipment out of use identified.
NCC001160 | DIGITAL MANOMETER | PRESSURE | N/A | ЭЭM-1005 | N/A | N/A | N/A | CALIBRAVEL\NCC001160.JPG | SECTOR 24 | SALA DE TESTE DE ARTIGOS AVULSOS MI-35 | JSC BENCH REDUCTOR PM - 275CПУ | OUT OF USE | 365 |  |  | -45079.6046 |  | EQUIPMENT TAGGED AS OUT OF SERVICE | Equipment used exclusively in the MI-35M project of the Brazilian Air Force. Project halted by customer decision. Equipment out of use identified.
NCC001161 | TEMPERSECTOR 20URE DIGITAL CONTROLLER | TEMPERSECTOR 20URE | OBEH | 2TPM1 | 18250120102012500 | N/A | N/A | CALIBRAVEL\NCC001161.JPG | SECTOR 23 | SALA DE TESTE DE ARTIGOS AVULSOS MI-35 | PANEL NO. 1 - JSC BENCH REDUCTOR PM - 275CПУ | OUT OF USE | 365 |  |  | -45079.6046 |  | EQUIPMENT TAGGED AS OUT OF SERVICE | Equipment used exclusively in the MI-35M project of the Brazilian Air Force. Project halted by customer decision. Equipment out of use identified.
NCC001162 | TEMPERSECTOR 20URE DIGITAL CONTROLLER | TEMPERSECTOR 20URE | OBEH | 2TPM1 | 1.8979e+18 | N/A | N/A | CALIBRAVEL\NCC001162.JPG | SECTOR 23 | SALA DE TESTE DE ARTIGOS AVULSOS MI-35 | PANEL NO. 1 - JSC BENCH REDUCTOR PM - 275CПУ | OUT OF USE | 365 |  |  | -45079.6046 |  | EQUIPMENT TAGGED AS OUT OF SERVICE | Equipment used exclusively in the MI-35M project of the Brazilian Air Force. Project halted by customer decision. Equipment out of use identified.
NCC001163 | MANOMETER | PRESSURE | BELTON | N/A | N/A | 0 - 11 BAR / 0 -160 PSI | N/A | CALIBRAVEL\NCC001163.JPG | SECTOR 24 | SALA DE TESTE DE ARTIGOS AVULSOS MI-35 | PRESSURE REGULSECTOR 20OR | OUT OF USE | 365 |  |  | -45079.6046 |  | EQUIPMENT TAGGED AS OUT OF SERVICE | Equipment used exclusively in the MI-35M project of the Brazilian Air Force. Project halted by customer decision. Equipment out of use identified.
NCC001164 | MANOMETER | PRESSURE | MPFILTR | N/A | N/A | N/A | N/A | CALIBRAVEL\NCC001164.JPG | SECTOR 24 | SALA DE TESTE DE ARTIGOS AVULSOS MI-35 | JSC BENCH REDUCTOR PM - 275CПУ | OUT OF USE | 365 |  |  | -45079.6046 |  | EQUIPMENT TAGGED AS OUT OF SERVICE | Equipment used exclusively in the MI-35M project of the Brazilian Air Force. Project halted by customer decision. Equipment out of use identified.
NCC001165 | DIGITAL MANOMETER | PRESSURE | N/A | ЭЭM-1005 | N/A | N/A | N/A | CALIBRAVEL\NCC001165.JPG | SECTOR 24 | SALA DE TESTE DE ARTIGOS AVULSOS MI-35 | JSC BENCH REDUCTOR PM - 275CПУ | OUT OF USE | 365 |  |  | -45079.6046 |  | EQUIPMENT TAGGED AS OUT OF SERVICE | Equipment used exclusively in the MI-35M project of the Brazilian Air Force. Project halted by customer decision. Equipment out of use identified.
NCC001166 | MANOMETER | PRESSURE | N/A | ЭЭM-1005 | N/A | N/A | N/A | CALIBRAVEL\NCC001166.JPG | SECTOR 24 | SALA DE TESTE DE ARTIGOS AVULSOS MI-35 | JSC BENCH REDUCTOR PM - 275CПУ | OUT OF USE | 365 |  |  | -45079.6046 |  | EQUIPMENT TAGGED AS OUT OF SERVICE | Equipment used exclusively in the MI-35M project of the Brazilian Air Force. Project halted by customer decision. Equipment out of use identified.
NCC001167 | DIGITAL MANOMETER | PRESSURE | N/A | ЭЭM-1005 | N/A | N/A | N/A | CALIBRAVEL\NCC001167.JPG | SECTOR 24 | SALA DE TESTE DE ARTIGOS AVULSOS MI-35 | JSC BENCH REDUCTOR PM - 275CПУ | OUT OF USE | 365 |  |  | -45079.6046 |  | EQUIPMENT TAGGED AS OUT OF SERVICE | Equipment used exclusively in the MI-35M project of the Brazilian Air Force. Project halted by customer decision. Equipment out of use identified.
NCC001168 | DIGITAL MANOMETER | PRESSURE | N/A | ЭЭM-1005 | N/A | N/A | N/A | CALIBRAVEL\NCC001168.JPG | SECTOR 24 | SALA DE TESTE DE ARTIGOS AVULSOS MI-35 | JSC BENCH REDUCTOR PM - 275CПУ | OUT OF USE | 365 |  |  | -45079.6046 |  | EQUIPMENT TAGGED AS OUT OF SERVICE | Equipment used exclusively in the MI-35M project of the Brazilian Air Force. Project halted by customer decision. Equipment out of use identified.
NCC001169 | MANOMETER | PRESSURE | POCMA | TM5 | N/A | 0 - 25PA | N/A | CALIBRAVEL\NCC001169.JPG | SECTOR 25 | TESTE HIDRÁULICO | HYDRAULIC TEST | OUT OF USE | 365 | 2021-04-05 | 2022-04-05 | -423.6046 |  | BENCH FOR HYDRAULIC UNITS TESTING-HAAMФ.215.0107.000.00-CTO-643-0638 ИCП.076 INTERDICTED EQUIPMENT DO NOT USE ACCORDING TO EMAIL 07/03/22 17:03 RES: CALIBRSECTOR 20ION OF RUSSIAN INSTRUMENTS | Equipment used exclusively in the MI-35M project of the Brazilian Air Force. Project halted by customer decision. Equipment out of use identified.
NCC001170 | MANOMETER | PRESSURE | POCMA | TM5 | N/A | 0 - 25 MPA | N/A | CALIBRAVEL\NCC001170.JPG | SECTOR 25 | TESTE HIDRÁULICO | HYDRAULIC TEST | OUT OF USE | 365 | 2021-04-05 | 2022-04-05 | -423.6046 |  | BENCH FOR HYDRAULIC UNITS TESTING-HAФ.215.0107.000.00-CTO-643-0638 ИCП.076 WHSECTOR 20 INTERDICT EQUIPMENT DOES NOT USE AS PER E-MAIL 07/03/22 17:03 RES: CALIBRSECTOR 20ION OF RUSSIAN INSTRUMENTS | Equipment used exclusively in the MI-35M project of the Brazilian Air Force. Project halted by customer decision. Equipment out of use identified.
NCC001171 | MANOMETER | PRESSURE | POCMA | TM5 | N/A | 0 - 40 MPA | N/A | CALIBRAVEL\NCC001171.JPG | SECTOR 25 | TESTE HIDRÁULICO | HYDRAULIC TEST | OUT OF USE | 365 | 2021-04-05 | 2022-04-05 | -423.6046 |  | BENCH FOR HYDRAULIC UNITS TESTING-HAAMФ.215.0107.000.00-CTO-643-0638 ИCП.076 INTERDICTED EQUIPMENT DO NOT USE ACCORDING TO EMAIL 07/03/22 17:03 RES: CALIBRSECTOR 20ION OF RUSSIAN INSTRUMENTS | Equipment used exclusively in the MI-35M project of the Brazilian Air Force. Project halted by customer decision. Equipment out of use identified.
NCC001172 | MANOMETER | PRESSURE | POCMA | TM5 | N/A | 0 - 2.5 MPA | N/A | CALIBRAVEL\NCC001172.JPG | SECTOR 25 | TESTE HIDRÁULICO | HYDRAULIC TEST | OUT OF USE | 365 | 2021-04-05 | 2022-04-05 | -423.6046 |  | BENCH FOR HYDRAULIC UNITS TESTING-HAAMФ.215.0107.000.00-CTO-643-0638 ИCП.076 INTERDICTED EQUIPMENT DO NOT USE ACCORDING TO EMAIL 07/03/22 17:03 RES: CALIBRSECTOR 20ION OF RUSSIAN INSTRUMENTS | Equipment used exclusively in the MI-35M project of the Brazilian Air Force. Project halted by customer decision. Equipment out of use identified.
NCC001173 | MANOMETER | PRESSURE | POCMA | TM5 | N/A | 0 - 0.1 MPA | N/A | CALIBRAVEL\NCC001173.JPG | SECTOR 25 | TESTE HIDRÁULICO | HYDRAULIC TEST | OUT OF USE | 365 | 2021-04-05 | 2022-04-05 | -423.6046 |  | BENCH FOR HYDRAULIC UNITS TESTING-HAAMФ.215.0107.000.00-CTO-643-0638 ИCП.076 INTERDICTED EQUIPMENT DO NOT USE ACCORDING TO EMAIL 07/03/22 17:03 RES: CALIBRSECTOR 20ION OF RUSSIAN INSTRUMENTS | Equipment used exclusively in the MI-35M project of the Brazilian Air Force. Project halted by customer decision. Equipment out of use identified.
NCC001174 | MANOMETER | PRESSURE | POCMA | TM5 | N/A | 0 - 0.6 MPA | N/A | CALIBRAVEL\NCC001174.JPG | SECTOR 25 | TESTE HIDRÁULICO | HYDRAULIC TEST | OUT OF USE | 365 | 2021-04-05 | 2022-04-05 | -423.6046 |  | BENCH FOR HYDRAULIC UNITS TESTING-HAAMФ.215.0107.000.00-CTO-643-0638 ИCП.076 INTERDICTED EQUIPMENT DO NOT USE ACCORDING TO EMAIL 07/03/22 17:03 RES: CALIBRSECTOR 20ION OF RUSSIAN INSTRUMENTS | Equipment used exclusively in the MI-35M project of the Brazilian Air Force. Project halted by customer decision. Equipment out of use identified.
NCC001175 | MANOMETER | PRESSURE | POCMA | TM5 | N/A | -0.100 - 0.150 MPA | 0.005 MPA | CALIBRAVEL\NCC001175.JPG | SECTOR 25 | TESTE HIDRÁULICO | HYDRAULIC TEST | OUT OF USE | 365 | 2021-04-05 | 2022-04-05 | -423.6046 |  | BENCH FOR HYDRAULIC UNITS TESTING-HAAMФ.215.0107.000.00-CTO-643-0638 ИCП.076 INTERDICTED EQUIPMENT DO NOT USE ACCORDING TO EMAIL 07/03/22 17:03 RES: CALIBRSECTOR 20ION OF RUSSIAN INSTRUMENTS | Equipment used exclusively in the MI-35M project of the Brazilian Air Force. Project halted by customer decision. Equipment out of use identified.
NCC001176 | POWER SUPPLY | ELECTRICITY | AKTAKOM | ATH-1237 | RARU31309 | 0 - 10 ACC | 0.1 ACC | CALIBRAVEL\NCC001176.JPG | SECTOR 25 | TESTE HIDRÁULICO | HYDRAULIC TEST | OUT OF USE | 365 | 2021-04-06 | 2022-04-06 | -422.6046 |  | BENCH FOR HYDRAULIC UNITS TESTING-HAAMФ.215.0107.000.00-CTO-643-0638 ИCП.076 INTERDICTED EQUIPMENT DO NOT USE ACCORDING TO EMAIL 07/03/22 17:03 RES: CALIBRSECTOR 20ION OF RUSSIAN INSTRUMENTS | Equipment used exclusively in the MI-35M project of the Brazilian Air Force. Project halted by customer decision. Equipment out of use identified.
NCC001177 | TEMPERSECTOR 20URE DIGITAL CONTROLLER (TEMPERSECTOR 20URE MESH) | TEMPERSECTOR 20URE | OBEH | TPM1 | N/A | 0 - 100 ° C | 0.1 ° C | CALIBRAVEL\NCC001177.JPG | SECTOR 25 | TESTE HIDRÁULICO | HYDRAULIC TEST | OUT OF USE | 365 | 2021-04-06 | 2022-04-06 | -422.6046 |  | BENCH FOR HYDRAULIC UNITS TESTING-HAAMФ.215.0107.000.00-CTO-643-0638 ИCП.076 INTERDICTED EQUIPMENT DO NOT USE ACCORDING TO EMAIL 07/03/22 17:03 RES: CALIBRSECTOR 20ION OF RUSSIAN INSTRUMENTS | Equipment used exclusively in the MI-35M project of the Brazilian Air Force. Project halted by customer decision. Equipment out of use identified.
NCC001178 | MANOMETER | PRESSURE | N/A | N/A | N/A | 0 - 170 PSI / 0 - 12 BAR | N/A | CALIBRAVEL\NCC001178.JPG | SECTOR 25 | TESTE HIDRÁULICO | HYDRAULIC TEST | OUT OF USE | 365 | 2021-04-05 | 2022-04-05 | -423.6046 |  | . BENCH FOR HYDRAULIC UNITS TESTING-HAAMФ.215.0107.000.00-CTO-643-0638 ИCП.076 INTERDICTED EQUIPMENT DO NOT USE ACCORDING TO EMAIL 07/03/22 17:03 RES: CALIBRSECTOR 20ION OF RUSSIAN INSTRUMENTS | Equipment used exclusively in the MI-35M project of the Brazilian Air Force. Project halted by customer decision. Equipment out of use identified.
NCC001179 | MANOMETER | PRESSURE | MTИ | N/A | 1072 | 0 - 60 KPA | N/A | CALIBRAVEL\NCC001179.JPG | SECTOR 25 | TESTE HIDRÁULICO | HYDRAULIC TEST | OUT OF USE | 365 | 2021-06-17 | 2022-06-17 | -350.6046 |  | BENCH FOR LEAKAGE TEST OF HYDRAULIC UNITS - HAAMФ.215.0117.000.00 - CTO -643-00564 ИCП.076 | Equipment used exclusively in the MI-35M project of the Brazilian Air Force. Project halted by customer decision. Equipment out of use identified.
NCC001180 | MANOMETER | PRESSURE | POCMA | IP65 | N/A | 0 - 1 MPA | N/A | CALIBRAVEL\NCC001180.JPG | SECTOR 25 | TESTE HIDRÁULICO | HYDRAULIC TEST | OUT OF USE | 365 |  |  | -45079.6046 |  | EQUIPMENT TAGGED AS OUT OF SERVICE | Equipment used exclusively in the MI-35M project of the Brazilian Air Force. Project halted by customer decision. Equipment out of use identified.
NCC001181 | MANOMETER | PRESSURE | MTИ | N/A | 1074 | 0 -60 KPA | N/A | CALIBRAVEL\NCC001181.JPG | SECTOR 25 | TESTE HIDRÁULICO | HYDRAULIC TEST | OUT OF USE | 365 |  |  | -45079.6046 |  | EQUIPMENT TAGGED AS OUT OF SERVICE | Equipment used exclusively in the MI-35M project of the Brazilian Air Force. Project halted by customer decision. Equipment out of use identified.
NCC001182 | PULSE COUNTER (TEMPORIZING) | TIME AND FREQUENCY | OBEH | CИ8 | N/A | 0 - 3600 S | 0.1 S | CALIBRAVEL\NCC001182.JPG | SECTOR 26 | TESTE PNEUMÁTICO | PNEUMSECTOR 20IC TEST | OUT OF USE | 365 | 2021-04-06 | 2022-04-06 | -422.6046 |  | BECH FOR PNEUMSECTOR 20IC UNITS TESTING -HAФ.215.0250.000.00-CTO-643-0635 ИCП.076 INTERDICTED EQUIPMENT DO NOT USE ACCORDING TO EMAIL 07/03/22 17:03 RES: CALIBRSECTOR 20ION OF RUSSIAN INSTRUMENTS | Equipment used exclusively in the MI-35M project of the Brazilian Air Force. Project halted by customer decision. Equipment out of use identified.
NCC001183 | TEMPERSECTOR 20URE DIGITAL CONTROLLER | TEMPERSECTOR 20URE | OMRON | E5CC | N/A | N/A | N/A | CALIBRAVEL\NCC001183.JPG | SECTOR 26 | TESTE PNEUMÁTICO | PNEUMSECTOR 20IC TEST | OUT OF USE | 365 | 2021-06-16 | 2022-06-16 | -351.6046 |  | BECH FOR PNEUMSECTOR 20IC UNITS TESTING -HANTER -.215.0250.000.00 -CTO -643-0635 ИCП.076 | Equipment used exclusively in the MI-35M project of the Brazilian Air Force. Project halted by customer decision. Equipment out of use identified.
NCC001184 | MANOMETER | PRESSURE | POCMA | TM6 | 666 | 0.000 - 0.100 MPA | 0.002 MPA | CALIBRAVEL\NCC001184.JPG | SECTOR 26 | TESTE PNEUMÁTICO | PNEUMSECTOR 20IC TEST | OUT OF USE | 365 | 2021-04-05 | 2022-04-05 | -423.6046 |  | BECH FOR PNEUMSECTOR 20IC UNITS TESTING -HAФ.215.0250.000.00-CTO-643-0635 ИCП.076 INTERDICTED EQUIPMENT DO NOT USE ACCORDING TO EMAIL 07/03/22 17:03 RES: CALIBRSECTOR 20ION OF RUSSIAN INSTRUMENTS | Equipment used exclusively in the MI-35M project of the Brazilian Air Force. Project halted by customer decision. Equipment out of use identified.
NCC001185 | MANOMETER | PRESSURE | POCMA | TM6 | 2244 | 0 - 1 MPA | N/A | CALIBRAVEL\NCC001185.JPG | SECTOR 26 | TESTE PNEUMÁTICO | PNEUMSECTOR 20IC TEST | OUT OF USE | 365 |  |  | -45079.6046 |  | EQUIPMENT TAGGED AS OUT OF SERVICE | Equipment used exclusively in the MI-35M project of the Brazilian Air Force. Project halted by customer decision. Equipment out of use identified.
NCC001186 | MANOMETER | PRESSURE | POCMA | TM6 | 5778 | 0 - 1.6 MPA | N/A | CALIBRAVEL\NCC001186.JPG | SECTOR 26 | TESTE PNEUMÁTICO | PNEUMSECTOR 20IC TEST | OUT OF USE | 365 | 2021-06-15 | 2022-06-15 | -352.6046 |  | BECH FOR PNEUMSECTOR 20IC UNITS TESTING -HANTER -.215.0250.000.00 -CTO -643-0635 ИCП.076 | Equipment used exclusively in the MI-35M project of the Brazilian Air Force. Project halted by customer decision. Equipment out of use identified.
NCC001187 | MANOMETER | PRESSURE | POCMA | TM6 | 837 | 0 - 2.5 MPA | N/A | CALIBRAVEL\NCC001187.JPG | SECTOR 26 | TESTE PNEUMÁTICO | PNEUMSECTOR 20IC TEST | OUT OF USE | 365 |  |  | -45079.6046 |  | EQUIPMENT TAGGED AS OUT OF SERVICE | Equipment used exclusively in the MI-35M project of the Brazilian Air Force. Project halted by customer decision. Equipment out of use identified.
NCC001188 | MANOMETER | PRESSURE | POCMA | TM6 | 7206 | 0 - 4 MPA | N/A | CALIBRAVEL\NCC001188.JPG | SECTOR 26 | TESTE PNEUMÁTICO | PNEUMSECTOR 20IC TEST | OUT OF USE | 365 |  |  | -45079.6046 |  | EQUIPMENT TAGGED AS OUT OF SERVICE | Equipment used exclusively in the MI-35M project of the Brazilian Air Force. Project halted by customer decision. Equipment out of use identified.
NCC001189 | FLOWMETER | FLOW RSECTOR 20E | SHZP | N/A | 9637 | N/A | N/A | CALIBRAVEL\NCC001189.JPG | SECTOR 26 | TESTE PNEUMÁTICO | PNEUMSECTOR 20IC TEST | OUT OF USE | 365 |  |  | -45079.6046 |  | EQUIPMENT TAGGED AS OUT OF SERVICE | Equipment used exclusively in the MI-35M project of the Brazilian Air Force. Project halted by customer decision. Equipment out of use identified.
NCC001190 | FLOWMETER | FLOW RSECTOR 20E | SHZP | N/A | 7725 | N/A | N/A | CALIBRAVEL\NCC001190.JPG | SECTOR 26 | TESTE PNEUMÁTICO | PNEUMSECTOR 20IC TEST | OUT OF USE | 365 |  |  | -45079.6046 |  | EQUIPMENT TAGGED AS OUT OF SERVICE | Equipment used exclusively in the MI-35M project of the Brazilian Air Force. Project halted by customer decision. Equipment out of use identified.
NCC001191 | MANOMETER | PRESSURE | POCMA | TM5 | N/A | 0 - 25 MPA | N/A | CALIBRAVEL\NCC001191.JPG | SECTOR 26 | TESTE PNEUMÁTICO | PNEUMSECTOR 20IC TEST | OUT OF USE | 365 |  |  | -45079.6046 |  | EQUIPMENT TAGGED AS OUT OF SERVICE | Equipment used exclusively in the MI-35M project of the Brazilian Air Force. Project halted by customer decision. Equipment out of use identified.
NCC001192 | MANOMETER | PRESSURE | POCMA | TM5 | N/A | 0 - 25PA | N/A | CALIBRAVEL\NCC001192.JPG | SECTOR 26 | TESTE PNEUMÁTICO | PNEUMSECTOR 20IC TEST | OUT OF USE | 365 | 2021-06-15 | 2022-06-15 | -352.6046 |  | BECH FOR PNEUMSECTOR 20IC UNITS TESTING -HANTER -.215.0250.000.00 -CTO -643-0635 ИCП.076 | Equipment used exclusively in the MI-35M project of the Brazilian Air Force. Project halted by customer decision. Equipment out of use identified.
NCC001193 | MANOMETER | PRESSURE | POCMA | TM5 | N/A | 0 - 25 MPA | N/A | CALIBRAVEL\NCC001193.JPG | SECTOR 26 | TESTE PNEUMÁTICO | PNEUMSECTOR 20IC TEST | OUT OF USE | 365 |  |  | -45079.6046 |  | EQUIPMENT TAGGED AS OUT OF SERVICE | Equipment used exclusively in the MI-35M project of the Brazilian Air Force. Project halted by customer decision. Equipment out of use identified.
NCC001194 | MANOMETER | PRESSURE | POCMA | TM5 | N/A | 0 - 40 MPA | N/A | CALIBRAVEL\NCC001194.JPG | SECTOR 26 | TESTE PNEUMÁTICO | PNEUMSECTOR 20IC TEST | OUT OF USE | 365 |  |  | -45079.6046 |  | EQUIPMENT TAGGED AS OUT OF SERVICE | Equipment used exclusively in the MI-35M project of the Brazilian Air Force. Project halted by customer decision. Equipment out of use identified.
NCC001195 | MANOMETER | PRESSURE | POCMA | TM5 | N/A | 0 - 10 MPA | N/A | CALIBRAVEL\NCC001195.JPG | SECTOR 26 | TESTE PNEUMÁTICO | PNEUMSECTOR 20IC TEST | OUT OF USE | 365 |  |  | -45079.6046 |  | EQUIPMENT TAGGED AS OUT OF SERVICE | Equipment used exclusively in the MI-35M project of the Brazilian Air Force. Project halted by customer decision. Equipment out of use identified.
NCC001196 | MANOMETER | PRESSURE | POCMA | N/A | N/A | 0.00 - 2.50 MPA | 0.05 MPA | CALIBRAVEL\NCC001196.JPG | SECTOR 26 | TESTE PNEUMÁTICO | PNEUMSECTOR 20IC TEST | OUT OF USE | 365 | 2021-04-05 | 2022-04-05 | -423.6046 |  | BECH FOR PNEUMSECTOR 20IC UNITS TESTING -HAФ.215.0250.000.00-CTO-643-0635 ИCП.076 INTERDICTED EQUIPMENT DO NOT USE ACCORDING TO EMAIL 07/03/22 17:03 RES: CALIBRSECTOR 20ION OF RUSSIAN INSTRUMENTS | Equipment used exclusively in the MI-35M project of the Brazilian Air Force. Project halted by customer decision. Equipment out of use identified.
NCC001197 | MANOMETER | PRESSURE | POCMA | TM5 | N/A | 0.0 - 0.60 MPA | 0.01 MPA | CALIBRAVEL\NCC001197.JPG | SECTOR 26 | TESTE PNEUMÁTICO | PNEUMSECTOR 20IC TEST | OUT OF USE | 365 | 2021-04-05 | 2022-04-05 | -423.6046 |  | BECH FOR PNEUMSECTOR 20IC UNITS TESTING -HAФ.215.0250.000.00-CTO-643-0635 ИCП.076 INTERDICTED EQUIPMENT DO NOT USE ACCORDING TO EMAIL 07/03/22 17:03 RES: CALIBRSECTOR 20ION OF RUSSIAN INSTRUMENTS | Equipment used exclusively in the MI-35M project of the Brazilian Air Force. Project halted by customer decision. Equipment out of use identified.
NCC001198 | MANOMETER | PRESSURE | POCMA | TM5 | N/A | 0 - 10 MPA | N/A | CALIBRAVEL\NCC001198.JPG | SECTOR 26 | TESTE PNEUMÁTICO | PNEUMSECTOR 20IC TEST | OUT OF USE | 365 | 2021-06-15 | 2022-06-15 | -352.6046 |  | BECH FOR PNEUMSECTOR 20IC UNITS TESTING -HANTER -.215.0250.000.00 -CTO -643-0635 ИCП.076 | Equipment used exclusively in the MI-35M project of the Brazilian Air Force. Project halted by customer decision. Equipment out of use identified.
NCC001199 | MANOMETER | PRESSURE | PCOMA | TM5 | N/A | 0 - 6 MPA | N/A | CALIBRAVEL\NCC001199.JPG | SECTOR 26 | TESTE PNEUMÁTICO | PNEUMSECTOR 20IC TEST | OUT OF USE | 365 |  |  | -45079.6046 |  | EQUIPMENT TAGGED AS OUT OF SERVICE | Equipment used exclusively in the MI-35M project of the Brazilian Air Force. Project halted by customer decision. Equipment out of use identified.
NCC001200 | MANOMETER | PRESSURE | POCMA | TM5 | N/A | 0 - 10 MPA | N/A | CALIBRAVEL\NCC001200.JPG | SECTOR 26 | TESTE PNEUMÁTICO | PNEUMSECTOR 20IC TEST | OUT OF USE | 365 |  |  | -45079.6046 |  | EQUIPMENT TAGGED AS OUT OF SERVICE | Equipment used exclusively in the MI-35M project of the Brazilian Air Force. Project halted by customer decision. Equipment out of use identified.
NCC001201 | MANOMETER | PRESSURE | POCMA | TM5 | N/A | 0 - 2.5 MPA | N/A | CALIBRAVEL\NCC001201.JPG | SECTOR 26 | TESTE PNEUMÁTICO | PNEUMSECTOR 20IC TEST | OUT OF USE | 365 |  |  | -45079.6046 |  | EQUIPMENT TAGGED AS OUT OF SERVICE | Equipment used exclusively in the MI-35M project of the Brazilian Air Force. Project halted by customer decision. Equipment out of use identified.
NCC001202 | MANOMETER | PRESSURE | POCMA | TM5 | N/A | 0.00 - 0.60 MPA | 0.01 MPA | CALIBRAVEL\NCC001202.JPG | SECTOR 26 | TESTE PNEUMÁTICO | PNEUMSECTOR 20IC TEST | OUT OF USE | 365 | 2021-04-05 | 2022-04-05 | -423.6046 |  | BECH FOR PNEUMSECTOR 20IC UNITS TESTING -HAФ.215.0250.000.00-CTO-643-0635 ИCП.076 INTERDICTED EQUIPMENT DO NOT USE ACCORDING TO EMAIL 07/03/22 17:03 RES: CALIBRSECTOR 20ION OF RUSSIAN INSTRUMENTS | Equipment used exclusively in the MI-35M project of the Brazilian Air Force. Project halted by customer decision. Equipment out of use identified.
NCC001203 | MANOMETER | PRESSURE | POCMA | TM5 | MH13 | 0 - 0.1 MPA | N/A | CALIBRAVEL\NCC001203.JPG | SECTOR 26 | TESTE PNEUMÁTICO | PNEUMSECTOR 20IC TEST | OUT OF USE | 365 | 2021-04-05 | 2022-04-05 | -423.6046 |  | BECH FOR PNEUMSECTOR 20IC UNITS TESTING -HAФ.215.0250.000.00-CTO-643-0635 ИCП.076 INTERDICTED EQUIPMENT DO NOT USE ACCORDING TO EMAIL 07/03/22 17:03 RES: CALIBRSECTOR 20ION OF RUSSIAN INSTRUMENTS | Equipment used exclusively in the MI-35M project of the Brazilian Air Force. Project halted by customer decision. Equipment out of use identified.
NCC001204 | MANOMETER | PRESSURE | POCMA | TM5 | N/A | 0 - 40 MPA | N/A | CALIBRAVEL\NCC001204.JPG | SECTOR 26 | TESTE PNEUMÁTICO | PNEUMSECTOR 20IC TEST | OUT OF USE | 365 |  |  | -45079.6046 |  | EQUIPMENT TAGGED AS OUT OF SERVICE | Equipment used exclusively in the MI-35M project of the Brazilian Air Force. Project halted by customer decision. Equipment out of use identified.
NCC001205 | MANOMETER | PRESSURE | PCOMA | TM5 | N/A | 0 - 40 MPA | N/A | CALIBRAVEL\NCC001205.JPG | SECTOR 26 | TESTE PNEUMÁTICO | PNEUMSECTOR 20IC TEST | OUT OF USE | 365 |  |  | -45079.6046 |  | EQUIPMENT TAGGED AS OUT OF SERVICE | Equipment used exclusively in the MI-35M project of the Brazilian Air Force. Project halted by customer decision. Equipment out of use identified.
NCC001206 | MANOMETER | PRESSURE | WIKA | EN837 | 54314493 | 0 - 12 BAR | 0.5 BAR | CALIBRAVEL\NCC001206.JPG | SECTOR 26 | TESTE PNEUMÁTICO | PNEUMSECTOR 20IC TEST | OUT OF USE | 365 | 2021-04-05 | 2022-04-05 | -423.6046 |  | BECH FOR PNEUMSECTOR 20IC UNITS TESTING -HAФ.215.0250.000.00-CTO-643-0635 ИCП.076 INTERDICTED EQUIPMENT DO NOT USE ACCORDING TO EMAIL 07/03/22 17:03 RES: CALIBRSECTOR 20ION OF RUSSIAN INSTRUMENTS | Equipment used exclusively in the MI-35M project of the Brazilian Air Force. Project halted by customer decision. Equipment out of use identified.
NCC001207 | FLOWMETER | FLOW RSECTOR 20E | N/A | N/A | N/A | N/A | N/A | N/A | SECTOR 26 | TESTE PNEUMÁTICO | PNEUMSECTOR 20IC TEST | OUT OF USE | 365 | N/A | N | #VALUE! | MEDIÇÃO | EQUIPMENT TAGGED AS OUT OF SERVICE | Equipment used exclusively in the MI-35M project of the Brazilian Air Force. Project halted by customer decision. Equipment out of use identified.
NCC001208 | VOLTMETER | ELECTRICITY | N/A | Щ02П | 2005 | 0 - 50.00V (400 HZ) | N/A | CALIBRAVEL\NCC001208.JPG | SECTOR 22 | SALA DE TESTE DE ARTIGOS AVULSOS MI-35 | ELECTRIC BENCH | OUT OF USE | 365 |  |  | -45079.6046 |  | EQUIPMENT TAGGED AS OUT OF SERVICE | Equipment used exclusively in the MI-35M project of the Brazilian Air Force. Project halted by customer decision. Equipment out of use identified.
NCC001209 | VOLTMETER | ELECTRICITY | N/A | Щ02П | 5243 | N/A | N/A | CALIBRAVEL\NCC001209.JPG | SECTOR 22 | SALA DE TESTE DE ARTIGOS AVULSOS MI-35 | ELECTRIC BENCH | OUT OF USE | 365 |  |  | -45079.6046 |  | EQUIPMENT TAGGED AS OUT OF SERVICE | Equipment used exclusively in the MI-35M project of the Brazilian Air Force. Project halted by customer decision. Equipment out of use identified.
NCC001210 | VOLTMETER | ELECTRICITY | N/A | Щ02П | 5240 | N/A | N/A | CALIBRAVEL\NCC001210.JPG | SECTOR 22 | SALA DE TESTE DE ARTIGOS AVULSOS MI-35 | ELECTRIC BENCH | OUT OF USE | 365 |  |  | -45079.6046 |  | EQUIPMENT TAGGED AS OUT OF SERVICE | Equipment used exclusively in the MI-35M project of the Brazilian Air Force. Project halted by customer decision. Equipment out of use identified.
NCC001211 | VOLTMETER | ELECTRICITY | N/A | Щ02П | 541 | N/A | N/A | CALIBRAVEL\NCC001211.JPG | SECTOR 22 | SALA DE TESTE DE ARTIGOS AVULSOS MI-35 | ELECTRIC BENCH | OUT OF USE | 365 |  |  | -45079.6046 |  | EQUIPMENT TAGGED AS OUT OF SERVICE | Equipment used exclusively in the MI-35M project of the Brazilian Air Force. Project halted by customer decision. Equipment out of use identified.
NCC001212 | POWER SUPPLY | ELECTRICITY | AKTAKOM | ATH-1338 | VA160717698 | N/A | N/A | CALIBRAVEL\NCC001212.JPG | SECTOR 59 | SALA DE ELETRÔNICA | ELECTRIC BENCH | OUT OF USE | 365 | 2021-07-28 | 2022-07-28 | -309.6046 |  | UNIVERSAL BERCH -HAФ.77.Y.05.CO -CTO -643-0619 ИCП.076 | Equipment used exclusively in the MI-35M project of the Brazilian Air Force. Project halted by customer decision. Equipment out of use identified.
NCC001213 | COMPARSECTOR 20OR CLOCK | DIMENSIONAL | HYTPOMEP | ГOCT 868-82 | 17391 | N/A | N/A | CALIBRAVEL\NCC001213.JPG | SECTOR 56 | BANCO DE PROVA - RGB MI-35 | WOODEN BOX 11 | OUT OF USE | 365 |  |  | -45079.6046 |  | EQUIPMENT TAGGED AS OUT OF SERVICE | Equipment used exclusively in the MI-35M project of the Brazilian Air Force. Project halted by customer decision. Equipment out of use identified.
NCC001214 | COMPARSECTOR 20OR CLOCK | DIMENSIONAL | HYTPOMEP | ГOCT 868-82 | 80943 | N/A | N/A | CALIBRAVEL\NCC001214.JPG | SECTOR 56 | BANCO DE PROVA - RGB MI-35 | WOODEN BOX 11 | OUT OF USE | 365 |  |  | -45079.6046 |  | EQUIPMENT TAGGED AS OUT OF SERVICE | Equipment used exclusively in the MI-35M project of the Brazilian Air Force. Project halted by customer decision. Equipment out of use identified.
NCC001215 | COMPARSECTOR 20OR CLOCK | DIMENSIONAL | HYTPOMEP | ГOCT 868-82 | 6637 | N/A | N/A | CALIBRAVEL\NCC001215.JPG | SECTOR 56 | BANCO DE PROVA - RGB MI-35 | WOODEN BOX 11 | OUT OF USE | 365 |  |  | -45079.6046 |  | EQUIPMENT TAGGED AS OUT OF SERVICE | Equipment used exclusively in the MI-35M project of the Brazilian Air Force. Project halted by customer decision. Equipment out of use identified.
NCC001216 | COMPARSECTOR 20OR CLOCK | DIMENSIONAL | HYTPOMEP | ГOCT 868-82 | 85757 | N/A | N/A | CALIBRAVEL\NCC001216.JPG | SECTOR 56 | BANCO DE PROVA - RGB MI-35 | WOODEN BOX 11 | OUT OF USE | 365 |  |  | -45079.6046 |  | EQUIPMENT TAGGED AS OUT OF SERVICE | Equipment used exclusively in the MI-35M project of the Brazilian Air Force. Project halted by customer decision. Equipment out of use identified.
NCC001217 | COMPARSECTOR 20OR CLOCK | DIMENSIONAL | HYTPOMEP | ГOCT 868-82 | 31432 | N/A | N/A | CALIBRAVEL\NCC001217.JPG | SECTOR 56 | BANCO DE PROVA - RGB MI-35 | WOODEN BOX 11 | OUT OF USE | 365 |  |  | -45079.6046 |  | EQUIPMENT TAGGED AS OUT OF SERVICE | Equipment used exclusively in the MI-35M project of the Brazilian Air Force. Project halted by customer decision. Equipment out of use identified.
NCC001218 | PACHYMETER | DIMENSIONAL | STAINLESS HARDENED | N/A | G12098 | 0 - 300 MM | N/A | CALIBRAVEL\NCC001218.JPG | SECTOR 20 | ÁREA SUPRIMENTOS (ESTOQUE 7) | SHELF NCP002946 | OUT OF USE | 365 | 2021-05-21 | 2022-05-21 | -377.6046 |  | OUT OF SERVICE EQUIPMENT ROOM | Equipment used exclusively in the MI-35M project of the Brazilian Air Force. Project halted by customer decision. Equipment out of use identified.
NCC001219 | COMPARSECTOR 20OR CLOCK | DIMENSIONAL | N/A | N/A | 41090 | 50 - 100MM | N/A | CALIBRAVEL\NCC001219.JPG | SECTOR 56 | BANCO DE PROVA - RGB MI-35 | WOODEN BOX 11 | OUT OF USE | 365 |  |  | -45079.6046 |  | EQUIPMENT TAGGED AS OUT OF SERVICE | Equipment used exclusively in the MI-35M project of the Brazilian Air Force. Project halted by customer decision. Equipment out of use identified.
NCC001220 | COMPARSECTOR 20OR CLOCK | DIMENSIONAL | N/A | N/A | 459147 | N/A | N/A | CALIBRAVEL\NCC001220.JPG | SECTOR 56 | BANCO DE PROVA - RGB MI-35 | WOODEN BOX 11 | OUT OF USE | 365 |  |  | -45079.6046 |  | EQUIPMENT TAGGED AS OUT OF SERVICE | Equipment used exclusively in the MI-35M project of the Brazilian Air Force. Project halted by customer decision. Equipment out of use identified.
NCC001221 | COMPARSECTOR 20OR CLOCK | DIMENSIONAL | N/A | N/A | 661862 | 50 - 100 MM | N/A | CALIBRAVEL\NCC001221.JPG | SECTOR 56 | BANCO DE PROVA - RGB MI-35 | WOODEN BOX 11 | OUT OF USE | 365 |  |  | -45079.6046 |  | EQUIPMENT TAGGED AS OUT OF SERVICE | Equipment used exclusively in the MI-35M project of the Brazilian Air Force. Project halted by customer decision. Equipment out of use identified.
NCC001222 | COMPARSECTOR 20OR CLOCK | DIMENSIONAL | N/A | ГOCT 868-82 | 345469 | 50 - 100MM | N/A | CALIBRAVEL\NCC001222.JPG | SECTOR 56 | BANCO DE PROVA - RGB MI-35 | WOODEN BOX 11 | OUT OF USE | 365 |  |  | -45079.6046 |  | EQUIPMENT TAGGED AS OUT OF SERVICE | Equipment used exclusively in the MI-35M project of the Brazilian Air Force. Project halted by customer decision. Equipment out of use identified.
NCC001223 | COMPARSECTOR 20OR CLOCK | DIMENSIONAL | N/A | N/A | 255177 | N/A | N/A |  | SECTOR 20 | ÁREA SUPRIMENTOS (ESTOQUE 7) | OUT OF SERVICE EQUIPMENT ROOM | OUT OF USE | 365 |  |  | -45079.6046 |  | EQUIPMENT TAGGED AS OUT OF SERVICE
NCC001224 | COMPARSECTOR 20OR CLOCK | DIMENSIONAL | N/A | ГOCT 868-82 | 83069 | N/A | N/A | CALIBRAVEL\NCC001224.JPG | SECTOR 56 | BANCO DE PROVA - RGB MI-35 | WOODEN BOX 11 | OUT OF USE | 365 |  |  | -45079.6046 |  | EQUIPMENT TAGGED AS OUT OF SERVICE | Equipment used exclusively in the MI-35M project of the Brazilian Air Force. Project halted by customer decision. Equipment out of use identified.
NCC001225 | COMPARSECTOR 20OR CLOCK | DIMENSIONAL | HYTPOMEP | ГOCT 868-82 | 848 | 50 - 100MM | N/A | CALIBRAVEL\NCC001225.JPG | SECTOR 56 | BANCO DE PROVA - RGB MI-35 | WOODEN BOX 11 | OUT OF USE | 365 |  |  | -45079.6046 | MEDIÇÃO | EQUIPMENT TAGGED AS OUT OF SERVICE | Equipment used exclusively in the MI-35M project of the Brazilian Air Force. Project halted by customer decision. Equipment out of use identified.
NCC001226 | COMPARSECTOR 20OR CLOCK | DIMENSIONAL | HYTPOMEP | ГOCT 868-82 | 12042 | 10 - 18 MM | N/A | CALIBRAVEL\NCC001226.JPG | SECTOR 56 | BANCO DE PROVA - RGB MI-35 | WOODEN BOX 11 | OUT OF USE | 365 |  |  | -45079.6046 |  | EQUIPMENT TAGGED AS OUT OF SERVICE | Equipment used exclusively in the MI-35M project of the Brazilian Air Force. Project halted by customer decision. Equipment out of use identified.
NCC001227 | COMPARSECTOR 20OR CLOCK | DIMENSIONAL | HYTPOMEP | ГOCT 868-82 | 5271 | 10 - 18 MM | N/A | CALIBRAVEL\NCC001227.JPG | SECTOR 56 | BANCO DE PROVA - RGB MI-35 | WOODEN BOX 11 | OUT OF USE | 365 |  |  | -45079.6046 |  | EQUIPMENT TAGGED AS OUT OF SERVICE | Equipment used exclusively in the MI-35M project of the Brazilian Air Force. Project halted by customer decision. Equipment out of use identified.
NCC001228 | COMPARSECTOR 20OR CLOCK | DIMENSIONAL | N/A | N/A | 15153 | N/A | N/A | CALIBRAVEL\NCC001228.JPG | SECTOR 56 | BANCO DE PROVA - RGB MI-35 | WOODEN BOX 11 | OUT OF USE | 365 |  |  | -45079.6046 |  | EQUIPMENT TAGGED AS OUT OF SERVICE | Equipment used exclusively in the MI-35M project of the Brazilian Air Force. Project halted by customer decision. Equipment out of use identified.
NCC001229 | COMPARSECTOR 20OR CLOCK | DIMENSIONAL | N/A | ГOCT 577-82 | 61230 | 0 - 10MM | N/A | CALIBRAVEL\NCC001229.JPG | SECTOR 56 | BANCO DE PROVA - RGB MI-35 | OUT OF SERVICE EQUIPMENT ROOM | OUT OF USE | 365 |  |  | -45079.6046 |  | EQUIPMENT TAGGED AS OUT OF SERVICE | Equipment used exclusively in the MI-35M project of the Brazilian Air Force. Project halted by customer decision. Equipment out of use identified.
NCC001230 | MEASURING CALIBER | DIMENSIONAL | N/A | N/A | 757992 | 0 - 15MM | N/A |  | SECTOR 56 | BANCO DE PROVA - RGB MI-35 | OUT OF SERVICE EQUIPMENT ROOM | OUT OF USE | 365 |  |  | -45079.6046 |  | EQUIPMENT TAGGED AS OUT OF SERVICE | Equipment used exclusively in the MI-35M project of the Brazilian Air Force. Project halted by customer decision. Equipment out of use identified.
NCC001231 | MEASURING CALIBER | DIMENSIONAL | N/A | N/A | 13743 | N/A | N/A | CALIBRAVEL\NCC001231.JPG | SECTOR 56 | BANCO DE PROVA - RGB MI-35 | WOODEN BOX 11 | OUT OF USE | 365 |  |  | -45079.6046 |  | EQUIPMENT TAGGED AS OUT OF SERVICE | Equipment used exclusively in the MI-35M project of the Brazilian Air Force. Project halted by customer decision. Equipment out of use identified.
NCC001232 | COMPARSECTOR 20OR CLOCK | DIMENSIONAL | N/A | N1.10.10 | 321621 | N/A | N/A | CALIBRAVEL\NCC001232.JPG | SECTOR 56 | BANCO DE PROVA - RGB MI-35 | WOODEN BOX 11 | OUT OF USE | 365 |  |  | -45079.6046 |  | EQUIPMENT TAGGED AS OUT OF SERVICE | Equipment used exclusively in the MI-35M project of the Brazilian Air Force. Project halted by customer decision. Equipment out of use identified.
NCC001233 | COMPARSECTOR 20OR CLOCK | DIMENSIONAL | N/A | N/A | 39446 | N/A | N/A | CALIBRAVEL\NCC001233.JPG | SECTOR 56 | BANCO DE PROVA - RGB MI-35 | WOODEN BOX 11 | OUT OF USE | 365 |  |  | -45079.6046 |  | EQUIPMENT TAGGED AS OUT OF SERVICE | Equipment used exclusively in the MI-35M project of the Brazilian Air Force. Project halted by customer decision. Equipment out of use identified.
NCC001234 | MOISTURE METER | TEMPERSECTOR 20URE | TEXT | 606 -1 | 05606002166069 B1 | N/A | N/A |  | SECTOR 56 | BANCO DE PROVA - RGB MI-35 | OUT OF SERVICE EQUIPMENT ROOM | OUT OF USE | 365 |  |  | -45079.6046 |  | EQUIPMENT TAGGED AS OUT OF SERVICE | Equipment used exclusively in the MI-35M project of the Brazilian Air Force. Project halted by customer decision. Equipment out of use identified.
NCC001235 | TORQUEMETER | FORCE | GEDORE | ADS25 | OGJ035466 | 0 - 240 LBF.IN / 0 - 25 N.M | N/A |  | SECTOR 56 | BANCO DE PROVA - RGB MI-35 | OUT OF SERVICE EQUIPMENT ROOM | OUT OF USE | 365 |  |  | -45079.6046 |  | EQUIPMENT TAGGED AS OUT OF SERVICE | Equipment used exclusively in the MI-35M project of the Brazilian Air Force. Project halted by customer decision. Equipment out of use identified.
NCC001236 | TORQUEMETER | FORCE | GEDORE | BDS200 | OHJ040612 | 0 - 160 LBF.FT / 0 - 200 N.M | N/A |  | SECTOR 56 | BANCO DE PROVA - RGB MI-35 | OUT OF SERVICE EQUIPMENT ROOM | OUT OF USE | 365 |  |  | -45079.6046 |  | EQUIPMENT TAGGED AS OUT OF SERVICE | Equipment used exclusively in the MI-35M project of the Brazilian Air Force. Project halted by customer decision. Equipment out of use identified.
NCC001237 | TORQUEMETER | FORCE | N/A | N/A | A7813-4019 K1 | N/A | N/A | CALIBRAVEL\NCC001237.jpg | SECTOR 06 | SISTEMA DE TRANSMISSÃO | OUT OF SERVICE EQUIPMENT ROOM | OUT OF USE | 365 |  |  | -45079.6046 |  | EQUIPMENT TAGGED AS OUT OF SERVICE | Equipment used exclusively in the MI-35M project of the Brazilian Air Force. Project halted by customer decision. Equipment out of use identified.
NCC001238 | TORQUEMETER | FORCE | N/A | N/A | A78134913 | N/A | N/A | CALIBRAVEL\NCC001238.jpg | SECTOR 56 | BANCO DE PROVA - RGB MI-35 | WOODEN BOX 09 | OUT OF USE | 365 |  |  | -45079.6046 |  | EQUIPMENT TAGGED AS OUT OF SERVICE | Equipment used exclusively in the MI-35M project of the Brazilian Air Force. Project halted by customer decision. Equipment out of use identified.
NCC001239 | TORQUEMETER | FORCE | N/A | N/A | A7834012 | N/A | N/A | CALIBRAVEL\NCC001239.jpg | SECTOR 56 | BANCO DE PROVA - RGB MI-35 | WOODEN BOX 09 | OUT OF USE | 365 |  |  | -45079.6046 |  | EQUIPMENT TAGGED AS OUT OF SERVICE | Equipment used exclusively in the MI-35M project of the Brazilian Air Force. Project halted by customer decision. Equipment out of use identified.
NCC001240 | TORQUEMETER | FORCE | N/A | N/A | 47813-06025.0 | N/A | N/A | CALIBRAVEL\NCC001240.jpg | SECTOR 56 | BANCO DE PROVA - RGB MI-35 | WOODEN BOX 09 | OUT OF USE | 365 |  |  | -45079.6046 |  | EQUIPMENT TAGGED AS OUT OF SERVICE | Equipment used exclusively in the MI-35M project of the Brazilian Air Force. Project halted by customer decision. Equipment out of use identified.
NCC001241 | TORQUEMETER | FORCE | N/A | N/A | A78134012.1 | N/A | N/A | CALIBRAVEL\NCC001241.jpg | SECTOR 56 | BANCO DE PROVA - RGB MI-35 | WOODEN BOX 09 | OUT OF USE | 365 |  |  | -45079.6046 |  | EQUIPMENT TAGGED AS OUT OF SERVICE | Equipment used exclusively in the MI-35M project of the Brazilian Air Force. Project halted by customer decision. Equipment out of use identified.
NCC001242 | TORQUEMETER | FORCE | N/A | N/A | A78134018 | N/A | N/A | CALIBRAVEL\NCC001242.jpg | SECTOR 56 | BANCO DE PROVA - RGB MI-35 | WOODEN BOX 09 | OUT OF USE | 365 |  |  | -45079.6046 |  | EQUIPMENT TAGGED AS OUT OF SERVICE | Equipment used exclusively in the MI-35M project of the Brazilian Air Force. Project halted by customer decision. Equipment out of use identified.
NCC001243 | TORQUEMETER | FORCE | N/A | N/A | A78134018 | N/A | N/A | CALIBRAVEL\NCC001143.JPG | SECTOR 56 | BANCO DE PROVA - RGB MI-35 | WOODEN BOX 09 | OUT OF USE | 365 |  |  | -45079.6046 |  | EQUIPMENT TAGGED AS OUT OF SERVICE | Equipment used exclusively in the MI-35M project of the Brazilian Air Force. Project halted by customer decision. Equipment out of use identified.
NCC001244 | STANDARD SMOOTH RING | DIMENSIONAL | N/A | VIII.11 | 4,8433-10619.0 | 110,200 " | N/A | CALIBRAVEL\NCC001244.JPG | SECTOR 56 | BANCO DE PROVA - RGB MI-35 | WOODEN BOX 11 | OUT OF USE | 365 |  |  | -45079.6046 |  | EQUIPMENT TAGGED AS OUT OF SERVICE | Equipment used exclusively in the MI-35M project of the Brazilian Air Force. Project halted by customer decision. Equipment out of use identified.
NCC001245 | STANDARD SMOOTH RING | DIMENSIONAL | N/A | XII 10 | 4,8433-10636.0 | 95,016 " | N/A | CALIBRAVEL\NCC001245.JPG | SECTOR 56 | BANCO DE PROVA - RGB MI-35 | WOODEN BOX 11 | OUT OF USE | 365 |  |  | -45079.6046 |  | EQUIPMENT TAGGED AS OUT OF SERVICE | Equipment used exclusively in the MI-35M project of the Brazilian Air Force. Project halted by customer decision. Equipment out of use identified.
NCC001246 | STANDARD SMOOTH RING | DIMENSIONAL | N/A | XI.2010 | 5.8474-9004 | N/A | N/A | CALIBRAVEL\NCC001246.JPG | SECTOR 20 | ÁREA SUPRIMENTOS (ESTOQUE 7) | MOTOR WORKSHOP - 5S PANEL | OUT OF USE | 365 |  |  | -45079.6046 |  | EQUIPMENT TAGGED AS OUT OF SERVICE | Equipment used exclusively in the MI-35M project of the Brazilian Air Force. Project halted by customer decision. Equipment out of use identified.
NCC001247 | STANDARD SMOOTH RING | DIMENSIONAL | N/A | XI-2010 | 4,8433-10611.0 | 90.105 " | N/A | CALIBRAVEL\NCC001247.JPG | SECTOR 56 | BANCO DE PROVA - RGB MI-35 | WOODEN BOX 11 | OUT OF USE | 365 |  |  | -45079.6046 |  | EQUIPMENT TAGGED AS OUT OF SERVICE | Equipment used exclusively in the MI-35M project of the Brazilian Air Force. Project halted by customer decision. Equipment out of use identified.
NCC001248 | STANDARD SMOOTH RING | DIMENSIONAL | N/A | X-2010 | 5.8474-9001 | N/A | N/A | CALIBRAVEL\NCC001248.JPG | SECTOR 56 | BANCO DE PROVA - RGB MI-35 | WOODEN BOX 11 | OUT OF USE | 365 |  |  | -45079.6046 |  | EQUIPMENT TAGGED AS OUT OF SERVICE | Equipment used exclusively in the MI-35M project of the Brazilian Air Force. Project halted by customer decision. Equipment out of use identified.
NCC001249 | STANDARD SMOOTH RING | DIMENSIONAL | N/A | XI-2010 | 4,8474-10049.0 | N/A | N/A | CALIBRAVEL\NCC001249.JPG | SECTOR 56 | BANCO DE PROVA - RGB MI-35 | WOODEN BOX 11 | OUT OF USE | 365 |  |  | -45079.6046 |  | EQUIPMENT TAGGED AS OUT OF SERVICE | Equipment used exclusively in the MI-35M project of the Brazilian Air Force. Project halted by customer decision. Equipment out of use identified.
NCC001250 | STANDARD SMOOTH RING | DIMENSIONAL | N/A | X.2010 | 5.8474-9002 | N/A | N/A | CALIBRAVEL\NCC001250.JPG | SECTOR 56 | BANCO DE PROVA - RGB MI-35 | WOODEN BOX 11 | OUT OF USE | 365 |  |  | -45079.6046 |  | EQUIPMENT TAGGED AS OUT OF SERVICE | Equipment used exclusively in the MI-35M project of the Brazilian Air Force. Project halted by customer decision. Equipment out of use identified.
NCC001251 | STANDARD SMOOTH RING | DIMENSIONAL | N/A | XI-2010 | 5.8474-9005 | N/A | N/A | CALIBRAVEL\NCC001151.JPG | SECTOR 20 | ÁREA SUPRIMENTOS (ESTOQUE 7) | OUT OF SERVICE EQUIPMENT ROOM | OUT OF USE | 365 |  |  | -45079.6046 |  | EQUIPMENT TAGGED AS OUT OF SERVICE | Equipment used exclusively in the MI-35M project of the Brazilian Air Force. Project halted by customer decision. Equipment out of use identified.
NCC001252 | STANDARD SMOOTH RING | DIMENSIONAL | N/A | XI-2010 | 5.84-90003 | 26,640 " | N/A | CALIBRAVEL\NCC001252.JPG | SECTOR 56 | BANCO DE PROVA - RGB MI-35 | WOODEN BOX 11 | OUT OF USE | 365 |  |  | -45079.6046 |  | EQUIPMENT TAGGED AS OUT OF SERVICE | Equipment used exclusively in the MI-35M project of the Brazilian Air Force. Project halted by customer decision. Equipment out of use identified.
NCC001253 | MANOMETER | PRESSURE | BELTON | N/A | N/A | 0 - 11 BAR/ 0 - 160 PSI | N/A | CALIBRAVEL\NCC001253.JPG | SECTOR 56 | BANCO DE PROVA - RGB MI-35 | CHEMICAL PROCESSES | OUT OF USE | 365 |  |  | -45079.6046 | MEDIÇÃO | EQUIPMENT TAGGED AS OUT OF SERVICE | Equipment used exclusively in the MI-35M project of the Brazilian Air Force. Project halted by customer decision. Equipment out of use identified.
NCC001254 | MANOMETER | PRESSURE | N/A | IP54 | 2009 | 0 - 10 MPA | N/A |  | SECTOR 56 | BANCO DE PROVA - RGB MI-35 | MOTOR WORKSHOP - MI35 (HYDRAULIC PRESS 275ПP19) | OUT OF USE | 365 |  |  | -45079.6046 |  | EQUIPMENT TAGGED AS OUT OF SERVICE | Equipment used exclusively in the MI-35M project of the Brazilian Air Force. Project halted by customer decision. Equipment out of use identified.
NCC001255 | MANOMETER | PRESSURE | N/A | IP54 | 2010 | 0 - 16 MPA | N/A |  | SECTOR 56 | BANCO DE PROVA - RGB MI-35 | MOTOR WORKSHOP - MI35 (HYDRAULIC PRESS 275ПP19) | OUT OF USE | 365 |  |  | -45079.6046 |  | EQUIPMENT TAGGED AS OUT OF SERVICE | Equipment used exclusively in the MI-35M project of the Brazilian Air Force. Project halted by customer decision. Equipment out of use identified.
NCC001256 | MANOMETER | PRESSURE | N/A | IP64 | 2010 | 0 - 40 MPA | N/A |  | SECTOR 56 | BANCO DE PROVA - RGB MI-35 | MOTOR WORKSHOP - MI35 (HYDRAULIC PRESS 275ПP19) | OUT OF USE | 365 |  |  | -45079.6046 |  | EQUIPMENT TAGGED AS OUT OF SERVICE | Equipment used exclusively in the MI-35M project of the Brazilian Air Force. Project halted by customer decision. Equipment out of use identified.
NCC001257 | MANOMETER | PRESSURE | PCT MAHOTOMI | IP63 | 105555 | -1 TO 9 KGF/CM² | N/A |  | SECTOR 56 | BANCO DE PROVA - RGB MI-35 | MOTOR WORKSHOP - MI35 | OUT OF USE | 365 |  |  | -45079.6046 |  | EQUIPMENT TAGGED AS OUT OF SERVICE | Equipment used exclusively in the MI-35M project of the Brazilian Air Force. Project halted by customer decision. Equipment out of use identified.
NCC001258 | MANOMETER | PRESSURE | PCT MAHOTOMI | IP53 | 105553 | - 1 TO 9 KGF/CM² | N/A |  | SECTOR 56 | BANCO DE PROVA - RGB MI-35 | MOTOR WORKSHOP - MI35 | OUT OF USE | 365 |  |  | -45079.6046 |  | EQUIPMENT TAGGED AS OUT OF SERVICE | Equipment used exclusively in the MI-35M project of the Brazilian Air Force. Project halted by customer decision. Equipment out of use identified.
NCC001259 | MANOMETER | PRESSURE | PCT MAHOTOMI | IP53 | 105556 | - 1 TO 9 KGF/CM² | N/A |  | SECTOR 56 | BANCO DE PROVA - RGB MI-35 | MOTOR WORKSHOP - MI35 | OUT OF USE | 365 |  |  | -45079.6046 |  | EQUIPMENT TAGGED AS OUT OF SERVICE | Equipment used exclusively in the MI-35M project of the Brazilian Air Force. Project halted by customer decision. Equipment out of use identified.
NCC001260 | MANOMETER | TEMPERSECTOR 20URE | TK | TKП-60/3M | 557 | 0 - 120 ° C | N/A |  | SECTOR 56 | BANCO DE PROVA - RGB MI-35 | MOTOR WORKSHOP - MI35 | OUT OF USE | 365 |  |  | -45079.6046 |  | EQUIPMENT TAGGED AS OUT OF SERVICE | Equipment used exclusively in the MI-35M project of the Brazilian Air Force. Project halted by customer decision. Equipment out of use identified.
NCC001261 | ULTRASONIC | N/A | ELECTRONIX | US800 | 1180809 | N/A | N/A |  | SECTOR 56 | BANCO DE PROVA - RGB MI-35 | MOTOR WORKSHOP - MI35 | OUT OF USE | 365 |  |  | -45079.6046 |  | EQUIPMENT TAGGED AS OUT OF SERVICE | Equipment used exclusively in the MI-35M project of the Brazilian Air Force. Project halted by customer decision. Equipment out of use identified.
NCC001262 | TEMPERSECTOR 20URE DIGITAL CONTROLLER | TEMPERSECTOR 20URE | N/A | 11M4 | PC9750959 | N/A | N/A |  | SECTOR 56 | BANCO DE PROVA - RGB MI-35 | MOTOR WORKSHOP - MI35 - ELECTRIC PANEL | OUT OF USE | 365 |  |  | -45079.6046 |  | EQUIPMENT TAGGED AS OUT OF SERVICE | Equipment used exclusively in the MI-35M project of the Brazilian Air Force. Project halted by customer decision. Equipment out of use identified.
NCC001263 | MANOMETER | PRESSURE | TESECTOR 20IS | N/A | 10 | 0 - 160 BAR | N/A |  | SECTOR 56 | BANCO DE PROVA - RGB MI-35 | MOTOR WORKSHOP - MI35 | OUT OF USE | 365 |  |  | -45079.6046 |  | EQUIPMENT TAGGED AS OUT OF SERVICE | Equipment used exclusively in the MI-35M project of the Brazilian Air Force. Project halted by customer decision. Equipment out of use identified.
NCC001264 | MANOMETER | PRESSURE | TESECTOR 20IS | N/A | 1.6 | 0 - 160 BAR | N/A |  | SECTOR 56 | BANCO DE PROVA - RGB MI-35 | MOTOR WORKSHOP - MI35 | OUT OF USE | 365 |  |  | -45079.6046 |  | EQUIPMENT TAGGED AS OUT OF SERVICE | Equipment used exclusively in the MI-35M project of the Brazilian Air Force. Project halted by customer decision. Equipment out of use identified.
NCC001265 | TEMPERSECTOR 20URE DIGITAL CONTROLLER | TEMPERSECTOR 20URE | N/A | 11M4 | PC9Z50457 | N/A | N/A | CALIBRAVEL\NCC001265.JPG | SECTOR 05 | INSPEÇÃO DE ROLAMENTOS | BEARING INSPECTION | OUT OF USE | 365 |  |  | -45079.6046 | MEDIÇÃO | IN USER | Equipment used exclusively in the MI-35M project of the Brazilian Air Force. Project halted by customer decision. Equipment out of use identified.
NCC001266 | THERMOCOUPLE | TEMPERSECTOR 20URE | ALUTAL | TMC-0196-02-Б10R.03 | 16657 | - 50 TO 150 ° C | - 50 TO 150 ° C |  | SECTOR 56 | BANCO DE PROVA - RGB MI-35 | BEARING ROOM | OUT OF USE | 365 |  |  | -45079.6046 |  | EQUIPMENT TAGGED AS OUT OF SERVICE | Equipment used exclusively in the MI-35M project of the Brazilian Air Force. Project halted by customer decision. Equipment out of use identified.
NCC001267 | TEMPERSECTOR 20URE SENSOR | TEMPERSECTOR 20URE | N/A | ДTC105-50M | 70710120755008 | - 50 TO 180 ° C | N/A |  | SECTOR 56 | BANCO DE PROVA - RGB MI-35 | BEARING ROOM | OUT OF USE | 365 |  |  | -45079.6046 |  | EQUIPMENT TAGGED AS OUT OF SERVICE | Equipment used exclusively in the MI-35M project of the Brazilian Air Force. Project halted by customer decision. Equipment out of use identified.
NCC001268 | THERMOCOUPLE | TEMPERSECTOR 20URE | ALUTAL | TMC-0196-02-Б10R.04 | 164789 | - 50 TO 150 ° C | - 50 TO 150 ° C |  | SECTOR 56 | BANCO DE PROVA - RGB MI-35 | CHEMICAL CLEANING - TANK NEXT TO THE RUSSIAN PLSECTOR 20FORM | OUT OF USE | 365 |  |  | -45079.6046 |  | EQUIPMENT TAGGED AS OUT OF SERVICE | Equipment used exclusively in the MI-35M project of the Brazilian Air Force. Project halted by customer decision. Equipment out of use identified.
NCC001269 | THERMOCOUPLE | TEMPERSECTOR 20URE | ALUTAL | TMC-0196-02-Б10R.04 | 162587 | - 50 TO 150 ° C | - 50 TO 150 ° C |  | SECTOR 56 | BANCO DE PROVA - RGB MI-35 | CHEMICAL CLEANING - TANK NEXT TO THE RUSSIAN PLSECTOR 20FORM | OUT OF USE | 365 |  |  | -45079.6046 |  | EQUIPMENT TAGGED AS OUT OF SERVICE | Equipment used exclusively in the MI-35M project of the Brazilian Air Force. Project halted by customer decision. Equipment out of use identified.
NCC001270 | MANOMETER | PRESSURE | POCMA | TM6 | 7017 | 0 - 0.1 MPA | N/A | CALIBRAVEL\NCC001270.JPG | SECTOR 20 | ÁREA SUPRIMENTOS (ESTOQUE 7) | ANCIENT PROPELLER | OUT OF USE | 365 | 2021-09-13 | 2022-09-13 | -262.6046 |  | . BENCH - BECH FUEL SYSTEM UNIT TESTING - CTO 63-0600645 ИCN076 LEFT SIDE
NCC001271 | MANOMETER | PRESSURE | POCMA | TM6 | 5705 | 0 - 0.6 MPA | N/A | CALIBRAVEL\NCC001271.JPG | SECTOR 20 | ÁREA SUPRIMENTOS (ESTOQUE 7) | ANCIENT PROPELLER | OUT OF USE | 365 | 2021-09-13 | 2022-09-13 | -262.6046 |  | . BENCH - BECH FUEL SYSTEM UNIT TESTING - CTO 63-0600645 ИCN076 LEFT SIDE
NCC001272 | MANOMETER | PRESSURE | N/A | N/A | 2499 | 0 - 160 KPA | N/A | CALIBRAVEL\NCC001272.JPG | SECTOR 20 | ÁREA SUPRIMENTOS (ESTOQUE 7) | ANCIENT PROPELLER | OUT OF USE | 365 | 2021-09-13 | 2022-09-13 | -262.6046 |  | . BENCH LEFT SIDE BENCH - BECH FUEL SYSTEM UNIT TESTING - CTO 63-0600645 ИCN076
NCC001273 | MANOMETER | PRESSURE | N/A | N/A | 2198 | 0 - 60 KPA | N/A | CALIBRAVEL\NCC001273.JPG | SECTOR 20 | ÁREA SUPRIMENTOS (ESTOQUE 7) | ANCIENT PROPELLER | OUT OF USE | 365 | 2021-09-13 | 2022-09-13 | -262.6046 |  | . BENCH LEFT SIDE BENCH - BECH FUEL SYSTEM UNIT TESTING - CTO 63-0600645 ИCN076
NCC001274 | MANOMETER | PRESSURE | PCOMA | IP65 | N/A | 0 - 0.4 MPA | N/A | CALIBRAVEL\NCC001274.JPG | SECTOR 20 | ÁREA SUPRIMENTOS (ESTOQUE 7) | ANCIENT PROPELLER | OUT OF USE | 365 | 2021-09-13 | 2022-09-13 | -262.6046 |  | . BENCH LEFT SIDE BENCH - BECH FUEL SYSTEM UNIT TESTING - CTO 63-0600645 ИCN076
NCC001275 | MANOMETER | PRESSURE | POCMA | IP65 | N/A | 0 - 0.6 MPA | N/A | CALIBRAVEL\NCC001275.JPG | SECTOR 20 | ÁREA SUPRIMENTOS (ESTOQUE 7) | ANCIENT PROPELLER | OUT OF USE | 365 | 2021-09-13 | 2022-09-13 | -262.6046 |  | . LEFT SIDE BENCH - BECH FUEL SYSTEM UNIT TESTING - CTO 63-0600645 ИCN076
NCC001276 | MANOMETER | PRESSURE | PCOMA | IP65 | N/A | 0 - 1 MPA | N/A | CALIBRAVEL\NCC001276.JPG | SECTOR 20 | ÁREA SUPRIMENTOS (ESTOQUE 7) | ANCIENT PROPELLER | OUT OF USE | 365 | 2021-09-13 | 2022-09-13 | -262.6046 |  | . BENCH LEFT SIDE BENCH - BECH FUEL SYSTEM UNIT TESTING - CTO 63-0600645 ИCN076
NCC001277 | MANOMETER | PRESSURE | POCMA | I65 | N/A | 0 - 0.1 MPA | N/A | CALIBRAVEL\NCC001277.JPG | SECTOR 20 | ÁREA SUPRIMENTOS (ESTOQUE 7) | ANCIENT PROPELLER | OUT OF USE | 365 | 2021-09-13 | 2022-09-13 | -262.6046 |  | . BECH BENCH FUEL SYSTEM UNIT TESTING - CTO 63-0600645 ИCN076 LEFT SIDE
NCC001278 | MANOMETER | PRESSURE | POCMA | IP65 | N/A | 0 - 0.15 MPA | N/A | CALIBRAVEL\NCC001278.JPG | SECTOR 20 | ÁREA SUPRIMENTOS (ESTOQUE 7) | ANCIENT PROPELLER | OUT OF USE | 365 | 2021-09-13 | 2022-09-13 | -262.6046 |  | . LEFT SIDE BENCH - BECH FUEL SYSTEM UNIT TESTING - CTO 63-0600645 ИCN076
NCC001279 | MANOMETER | PRESSURE | POCMA | IP65 | N/A | 0 - 0.15 MPA | N/A | CALIBRAVEL\NCC001279.JPG | SECTOR 20 | ÁREA SUPRIMENTOS (ESTOQUE 7) | ANCIENT PROPELLER | OUT OF USE | 365 | 2021-09-13 | 2022-09-13 | -262.6046 |  | . BENCH - BECH FUEL SYSTEM UNIT TESTING - CTO 63-0600645 ИCN076 LEFT SIDE
NCC001280 | AMMETER | ELECTRICITY | N/A | Щ02П | 5466 | N/A | N/A | CALIBRAVEL\NCC001280.JPG | SECTOR 20 | ÁREA SUPRIMENTOS (ESTOQUE 7) | ANCIENT PROPELLER | OUT OF USE | 365 | 2021-09-13 | 2022-09-13 | -262.6046 |  | . HAAMФ.215.0160.00.00-CTO-643-045 ИCП.076 LEFT SIDE
NCC001281 | TEMPERSECTOR 20URE DIGITAL CONTROLLER | TEMPERSECTOR 20URE | OBEH | CИ8 | 31965160302073500 | N/A | N/A | CALIBRAVEL\NCC001281.JPG | SECTOR 20 | ÁREA SUPRIMENTOS (ESTOQUE 7) | ANCIENT PROPELLER | OUT OF USE | 365 | 2021-09-13 | 2022-09-13 | -262.6046 |  | . HAAMФ.215.0160.00.00-CTO-643-045 ИCП.076 LEFT SIDE
NCC001282 | TEMPERSECTOR 20URE DIGITAL CONTROLLER | TEMPERSECTOR 20URE | OBEH | 2TPM1 | 1.8979e+17 | N/A | N/A | CALIBRAVEL\NCC001282.JPG | SECTOR 20 | ÁREA SUPRIMENTOS (ESTOQUE 7) | ANCIENT PROPELLER | OUT OF USE | 365 | 2021-09-13 | 2022-09-13 | -262.6046 |  | . HAAMФ.215.0160.00.00-CTO-643-045 LEFT SIDE
NCC001283 | TEMPERSECTOR 20URE DIGITAL CONTROLLER | TEMPERSECTOR 20URE | OBEH | TPM1 | 40835141002353600 | N/A | N/A | CALIBRAVEL\NCC001283.JPG | SECTOR 20 | ÁREA SUPRIMENTOS (ESTOQUE 7) | ANCIENT PROPELLER | OUT OF USE | 365 | 2021-09-13 | 2022-09-13 | -262.6046 |  | . HAAMФ.215.0160.00.00-CTO-643-045 ИCП.076 LEFT SIDE
NCC001284 | TEMPERSECTOR 20URE DIGITAL CONTROLLER | TEMPERSECTOR 20URE | OBEH | CИ8 | 31961400802244600 | N/A | N/A | CALIBRAVEL\NCC001284.JPG | SECTOR 20 | ÁREA SUPRIMENTOS (ESTOQUE 7) | ANCIENT PROPELLER | OUT OF USE | 365 | 2021-09-13 | 2022-09-13 | -262.6046 |  | . HAAMФ.215.0160.00.00-CTO-643-045 ИCП.076 LEFT SIDE
NCC001285 | VOLTMETER | ELECTRICITY | N/A | Щ02П | 542 | N/A | N/A | CALIBRAVEL\NCC001285.JPG | SECTOR 20 | ÁREA SUPRIMENTOS (ESTOQUE 7) | ANCIENT PROPELLER | OUT OF USE | 365 | 2021-09-13 | 2022-09-13 | -262.6046 |  | . HAAMФ.215.0160.00.00-CTO-643-045 ИCП.076 LEFT SIDE
NCC001286 | MANOMETER | PRESSURE | POCMA | TM5 | N/A | 0 - 1.6 MPA | N/A | CALIBRAVEL\NCC001286.JPG | SECTOR 56 | BANCO DE PROVA - RGB MI-35 | ANCIENT PROPELLER | OUT OF USE | 365 |  |  | -45079.6046 |  | EQUIPMENT TAGGED AS OUT OF SERVICE | Equipment used exclusively in the MI-35M project of the Brazilian Air Force. Project halted by customer decision. Equipment out of use identified.
NCC001287 | MANOMETER | PRESSURE | POCMA | TM5 | N/A | 0 - 1.6 MPA | N/A | CALIBRAVEL\NCC001287.JPG | SECTOR 56 | BANCO DE PROVA - RGB MI-35 | ANCIENT PROPELLER | OUT OF USE | 365 |  |  | -45079.6046 |  | EQUIPMENT TAGGED AS OUT OF SERVICE | Equipment used exclusively in the MI-35M project of the Brazilian Air Force. Project halted by customer decision. Equipment out of use identified.
NCC001288 | MANOMETER | PRESSURE | POCMA | TM5 | N/A | 0 -1 MPA | N/A | CALIBRAVEL\NCC001288.JPG | SECTOR 56 | BANCO DE PROVA - RGB MI-35 | ANCIENT PROPELLER | OUT OF USE | 365 |  |  | -45079.6046 |  | EQUIPMENT TAGGED AS OUT OF SERVICE | Equipment used exclusively in the MI-35M project of the Brazilian Air Force. Project halted by customer decision. Equipment out of use identified.
NCC001289 | MANOMETER | PRESSURE | POCMA | TM5 | N/A | 0 - 1.6 MPA | N/A | CALIBRAVEL\NCC001289.JPG | SECTOR 56 | BANCO DE PROVA - RGB MI-35 | ANCIENT PROPELLER | OUT OF USE | 365 |  |  | -45079.6046 |  | EQUIPMENT TAGGED AS OUT OF SERVICE | Equipment used exclusively in the MI-35M project of the Brazilian Air Force. Project halted by customer decision. Equipment out of use identified.
NCC001290 | MANOMETER | PRESSURE | N/A | N/A | N/A | 0 - 150 KG/CM² | N/A | CALIBRAVEL\NCC001290.JPG | SECTOR 56 | BANCO DE PROVA - RGB MI-35 | ANCIENT PROPELLER | OUT OF USE | 365 |  |  | -45079.6046 |  | EQUIPMENT TAGGED AS OUT OF SERVICE | Equipment used exclusively in the MI-35M project of the Brazilian Air Force. Project halted by customer decision. Equipment out of use identified.
NCC001291 | MANOMETER | PRESSURE | N/A | KПI | N/A | 0 - 40 KPA | N/A |  | SECTOR 56 | BANCO DE PROVA - RGB MI-35 | SET FOR BLADDER FUEL CELL LEAKAGE TEST - CTO643-0425 ИCN076 | OUT OF USE | 365 |  |  | -45079.6046 |  | EQUIPMENT TAGGED AS OUT OF SERVICE | Equipment used exclusively in the MI-35M project of the Brazilian Air Force. Project halted by customer decision. Equipment out of use identified.
NCC001292 | TORQUEMETER | FORCE | LICOT | AQLN6980 | 554733 | 140 - 980 N.M | N/A | CALIBRAVEL\NCC001292.JPG | SECTOR 20 | ÁREA SUPRIMENTOS (ESTOQUE 7) | OUT OF SERVICE EQUIPMENT ROOM | OUT OF USE | 365 | 2021-08-19 | 2022-08-19 | -287.6046 |  | EQUIPMENT TAGGED AS OUT OF SERVICE | Equipment used exclusively in the MI-35M project of the Brazilian Air Force. Project halted by customer decision. Equipment out of use identified.
NCC001293 | COMPARSECTOR 20OR CLOCK | DIMENSIONAL | N/A | ГOCT 577-68 | 30177 | 0 - 10 MM | N/A | CALIBRAVEL\NCC001293.JPG | SECTOR 56 | BANCO DE PROVA - RGB MI-35 | OUT OF SERVICE EQUIPMENT ROOM | OUT OF USE | 365 |  |  | -45079.6046 |  | EQUIPMENT TAGGED AS OUT OF SERVICE | Equipment used exclusively in the MI-35M project of the Brazilian Air Force. Project halted by customer decision. Equipment out of use identified.
NCC001294 | COMPARSECTOR 20OR CLOCK | DIMENSIONAL | N/A | ГOCT 577-68 | 13094 | 0 - 2MM | N/A | CALIBRAVEL\NCC001294.JPG | SECTOR 56 | BANCO DE PROVA - RGB MI-35 | OUT OF SERVICE EQUIPMENT ROOM | OUT OF USE | 365 |  |  | -45079.6046 |  | EQUIPMENT TAGGED AS OUT OF SERVICE | Equipment used exclusively in the MI-35M project of the Brazilian Air Force. Project halted by customer decision. Equipment out of use identified.
NCC001295 | COMPARSECTOR 20OR CLOCK | DIMENSIONAL | N/A | ГOCT 577-68 | 12959 | 0 - 2 MM | N/A | CALIBRAVEL\NCC001295.JPG | SECTOR 20 | ÁREA SUPRIMENTOS (ESTOQUE 7) | OUT OF SERVICE EQUIPMENT ROOM | OUT OF USE | 365 |  |  | -45079.6046 |  | EQUIPMENT TAGGED AS OUT OF SERVICE | Equipment used exclusively in the MI-35M project of the Brazilian Air Force. Project halted by customer decision. Equipment out of use identified.
NCC001296 | COMPARSECTOR 20OR CLOCK | DIMENSIONAL | N/A | ГOCT 9696-82 | 65682 | 0 - 2 MM | N/A | CALIBRAVEL\NCC001296.JPG | SECTOR 56 | BANCO DE PROVA - RGB MI-35 | OUT OF SERVICE EQUIPMENT ROOM | OUT OF USE | 365 |  |  | -45079.6046 |  | EQUIPMENT TAGGED AS OUT OF SERVICE | Equipment used exclusively in the MI-35M project of the Brazilian Air Force. Project halted by customer decision. Equipment out of use identified.
NCC001297 | COMPARSECTOR 20OR CLOCK | DIMENSIONAL | N/A | N/A | 271760 | 0 - 2 MM | N/A | CALIBRAVEL\NCC001297.JPG | SECTOR 56 | BANCO DE PROVA - RGB MI-35 | WOODEN BOX 11 | OUT OF USE | 365 |  |  | -45079.6046 |  | INSTALLED NEXT TO FEROREMENT 6014-031 WOODEN BOX 11 WILLISON WILL INFORM THE LOCSECTOR 20ION | Equipment used exclusively in the MI-35M project of the Brazilian Air Force. Project halted by customer decision. Equipment out of use identified.
NCC001298 | MANOMETER | PRESSURE | CR | TM3 | N/A | 0 - 6 KГC/CM² | N/A |  | SECTOR 56 | BANCO DE PROVA - RGB MI-35 | BP - VK | OUT OF USE | 365 |  |  | -45079.6046 |  | PACKAGED EQUIPMENT, WAITING FOR PROTECT DEFINITION. | Equipment used exclusively in the MI-35M project of the Brazilian Air Force. Project halted by customer decision. Equipment out of use identified.
NCC001299 | CARGO CELL | WEIGHT | BBTG | 15062247 | 15070371 | 1 KN | N/A |  | SECTOR 56 | BANCO DE PROVA - RGB MI-35 | BP - VK | OUT OF USE | 365 |  |  | -45079.6046 |  | PACKAGED EQUIPMENT, WAITING FOR PROTECT DEFINITION. | Equipment used exclusively in the MI-35M project of the Brazilian Air Force. Project halted by customer decision. Equipment out of use identified.
NCC001300 | PRESSURE TRANSMITTER | PRESSURE | GGP | IP65 | 59635 | 0 - 4 KГC / CM² / 4 - 20 MA | N/A |  | SECTOR 56 | BANCO DE PROVA - RGB MI-35 | BP - VK | OUT OF USE | 365 |  |  | -45079.6046 |  | PACKAGED EQUIPMENT, WAITING FOR PROTECT DEFINITION. | Equipment used exclusively in the MI-35M project of the Brazilian Air Force. Project halted by customer decision. Equipment out of use identified.
NCC001301 | PRESSURE TRANSMITTER | PRESSURE | GGP | IP65 | 59625 | 0 - 6 KГC / CM² / 4 - 20 MA | N/A |  | SECTOR 56 | BANCO DE PROVA - RGB MI-35 | BP-VK | OUT OF USE | 365 |  |  | -45079.6046 |  | PACKAGED EQUIPMENT, WAITING FOR PROTECT DEFINITION. | Equipment used exclusively in the MI-35M project of the Brazilian Air Force. Project halted by customer decision. Equipment out of use identified.
NCC001302 | TEMPERSECTOR 20URE SENSOR | TEMPERSECTOR 20URE | CE | TП-9201 100П (A) CX4 | 9122 | - 50 TO 250 ° C | N/A |  | SECTOR 56 | BANCO DE PROVA - RGB MI-35 | BP-VK | OUT OF USE | 365 |  |  | -45079.6046 |  | PACKAGED EQUIPMENT, WAITING FOR PROTECT DEFINITION. | Equipment used exclusively in the MI-35M project of the Brazilian Air Force. Project halted by customer decision. Equipment out of use identified.
NCC001303 | TEMPERSECTOR 20URE SENSOR | TEMPERSECTOR 20URE | CE | TП-9201 100П (A) CX4 | 11428 | - 50 TO 250 ° C | N/A |  | SECTOR 56 | BANCO DE PROVA - RGB MI-35 | BP-VK | OUT OF USE | 365 |  |  | -45079.6046 |  | PACKAGED EQUIPMENT, WAITING FOR PROTECT DEFINITION. | Equipment used exclusively in the MI-35M project of the Brazilian Air Force. Project halted by customer decision. Equipment out of use identified.
NCC001304 | TEMPERSECTOR 20URE SENSOR | TEMPERSECTOR 20URE | CE | TП-9201 100П (A) CX4 | 11429 | - 50 TO 250 ° C | N/A |  | SECTOR 56 | BANCO DE PROVA - RGB MI-35 | BP-VK | OUT OF USE | 365 |  |  | -45079.6046 |  | PACKAGED EQUIPMENT, WAITING FOR PROTECT DEFINITION. | Equipment used exclusively in the MI-35M project of the Brazilian Air Force. Project halted by customer decision. Equipment out of use identified.
NCC001305 | TEMPERSECTOR 20URE SENSOR | TEMPERSECTOR 20URE | CE | TП-9201 100П (A) CX4 | 9121 | - 50 TO 250 ° C | N/A |  | SECTOR 56 | BANCO DE PROVA - RGB MI-35 | BP-VK | OUT OF USE | 365 |  |  | -45079.6046 |  | PACKAGED EQUIPMENT, WAITING FOR PROTECT DEFINITION. | Equipment used exclusively in the MI-35M project of the Brazilian Air Force. Project halted by customer decision. Equipment out of use identified.
NCC001306 | TEMPERSECTOR 20URE SENSOR | TEMPERSECTOR 20URE | CE | TП-9201 100П (A) CX4 | 9123 | - 50 TO 250 ° C | N/A |  | SECTOR 56 | BANCO DE PROVA - RGB MI-35 | BP-VK | OUT OF USE | 365 |  |  | -45079.6046 |  | PACKAGED EQUIPMENT, WAITING FOR PROTECT DEFINITION. | Equipment used exclusively in the MI-35M project of the Brazilian Air Force. Project halted by customer decision. Equipment out of use identified.
NCC001307 | TEMPERSECTOR 20URE SENSOR | TEMPERSECTOR 20URE | CB | TП-9201 100П (A) CX4 | 11426 | - 50 TO 250 ° C | N/A |  | SECTOR 56 | BANCO DE PROVA - RGB MI-35 | BP-VK | OUT OF USE | 365 |  |  | -45079.6046 |  | PACKAGED EQUIPMENT, WAITING FOR PROTECT DEFINITION. | Equipment used exclusively in the MI-35M project of the Brazilian Air Force. Project halted by customer decision. Equipment out of use identified.
NCC001308 | MANOMETER | PRESSURE | N/A | N/A | N/A | 0 - 150 PSI / 0 - 10 BAR | N/A |  | SECTOR 04 | PROCESSOS QUÍMICOS | NDT | IN USE | 365 | 2023-03-02 | 2024-03-02 | 273.3954 | MEDIÇÃO | USED IN CHEMICAL PROCESSES
NCC001309 | MANOMETER | PRESSURE | N/A | N/A | N/A | 0 - 150 PSI / 0 - 10 BAR | N/A |  | SECTOR 56 | BANCO DE PROVA - RGB MI-35 | BP-VK | OUT OF USE | 365 |  |  | -45079.6046 |  | PACKAGED EQUIPMENT, WAITING FOR PROTECT DEFINITION. | Equipment used exclusively in the MI-35M project of the Brazilian Air Force. Project halted by customer decision. Equipment out of use identified.
NCC001310 | MANOMETER | PRESSURE | N/A | N/A | N/A | 0 - 150 PSI / 0 - 10 BAR | N/A |  | SECTOR 56 | BANCO DE PROVA - RGB MI-35 | BP-VK | OUT OF USE | 365 |  |  | -45079.6046 |  | PACKAGED EQUIPMENT, WAITING FOR PROTECT DEFINITION. | Equipment used exclusively in the MI-35M project of the Brazilian Air Force. Project halted by customer decision. Equipment out of use identified.
NCC001311 | CONSUMER METER | TIME AND FREQUENCY | N/A | N/A | 1522 | N/A | N/A |  | SECTOR 56 | BANCO DE PROVA - RGB MI-35 | BP-VK | OUT OF USE | 365 |  |  | -45079.6046 |  | PACKAGED EQUIPMENT, WAITING FOR PROTECT DEFINITION. | Equipment used exclusively in the MI-35M project of the Brazilian Air Force. Project halted by customer decision. Equipment out of use identified.
NCC001312 | MANOMETER | PRESSURE | CR | TM3 | N/A | 0 - 6 KГC/CM² | N/A |  | SECTOR 56 | BANCO DE PROVA - RGB MI-35 | BP-VK | OUT OF USE | 365 |  |  | -45079.6046 |  | PACKAGED EQUIPMENT, WAITING FOR PROTECT DEFINITION. | Equipment used exclusively in the MI-35M project of the Brazilian Air Force. Project halted by customer decision. Equipment out of use identified.
NCC001313 | PRESSURE TRANSMITTER | PRESSURE | N/A | IP65 | 59650 | 0 - 4 KГC/CM | N/A |  | SECTOR 56 | BANCO DE PROVA - RGB MI-35 | BP-VK | OUT OF USE | 365 |  |  | -45079.6046 |  | PACKAGED EQUIPMENT, WAITING FOR PROTECT DEFINITION. | Equipment used exclusively in the MI-35M project of the Brazilian Air Force. Project halted by customer decision. Equipment out of use identified.
NCC001314 | PRESSURE TRANSMITTER | PRESSURE | N/A | IP65 | 59634 | 0 - 4 KГC/CM | N/A |  | SECTOR 56 | BANCO DE PROVA - RGB MI-35 | BP-VK | OUT OF USE | 365 |  |  | -45079.6046 |  | PACKAGED EQUIPMENT, WAITING FOR PROTECT DEFINITION. | Equipment used exclusively in the MI-35M project of the Brazilian Air Force. Project halted by customer decision. Equipment out of use identified.
NCC001315 | FLUXOMETRO | FLOW RSECTOR 20E | N/A | TПP8-1-1 | 5090476 | N/A | N/A |  | SECTOR 56 | BANCO DE PROVA - RGB MI-35 | BP-VK | OUT OF USE | 365 |  |  | -45079.6046 |  | PACKAGED EQUIPMENT, WAITING FOR PROTECT DEFINITION. | Equipment used exclusively in the MI-35M project of the Brazilian Air Force. Project halted by customer decision. Equipment out of use identified.
NCC001316 | FLUXOMETRO | FLOW RSECTOR 20E | N/A | TПP8-1-1 | 5090475 | N/A | N/A |  | SECTOR 56 | BANCO DE PROVA - RGB MI-35 | BP-VK | OUT OF USE | 365 |  |  | -45079.6046 |  | PACKAGED EQUIPMENT, WAITING FOR PROTECT DEFINITION. | Equipment used exclusively in the MI-35M project of the Brazilian Air Force. Project halted by customer decision. Equipment out of use identified.
NCC001317 | FLUXOMETRO | FLOW RSECTOR 20E | N/A | TПP5-1-1 | 5110552 | N/A | N/A |  | SECTOR 56 | BANCO DE PROVA - RGB MI-35 | BP-VK | OUT OF USE | 365 |  |  | -45079.6046 |  | PACKAGED EQUIPMENT, WAITING FOR PROTECT DEFINITION. | Equipment used exclusively in the MI-35M project of the Brazilian Air Force. Project halted by customer decision. Equipment out of use identified.
NCC001318 | FLUXOMETRO | FLOW RSECTOR 20E | N/A | TПP5-1-1 | 5110553 | N/A | N/A |  | SECTOR 56 | BANCO DE PROVA - RGB MI-35 | BP-VK | OUT OF USE | 365 |  |  | -45079.6046 |  | PACKAGED EQUIPMENT, WAITING FOR PROTECT DEFINITION. | Equipment used exclusively in the MI-35M project of the Brazilian Air Force. Project halted by customer decision. Equipment out of use identified.
NCC001319 | MANOMETER | PRESSURE | WIKA | EN837 | N/A | 0 - 160 BAR / 0 - 2300 PSI | N/A |  | SECTOR 56 | BANCO DE PROVA - RGB MI-35 | BP-VK | OUT OF USE | 365 |  |  | -45079.6046 |  | PACKAGED EQUIPMENT, WAITING FOR PROTECT DEFINITION. | Equipment used exclusively in the MI-35M project of the Brazilian Air Force. Project halted by customer decision. Equipment out of use identified.
NCC001320 | MANOMETER | PRESSURE | STAWFF | N/A | N/A | 0 - 16 BAR / 0 - 230 PSI | N/A |  | SECTOR 56 | BANCO DE PROVA - RGB MI-35 | BP-VK | OUT OF USE | 365 |  |  | -45079.6046 |  | PACKAGED EQUIPMENT, WAITING FOR PROTECT DEFINITION. | Equipment used exclusively in the MI-35M project of the Brazilian Air Force. Project halted by customer decision. Equipment out of use identified.
NCC001321 | PRESSURE TRANSMITTER | PRESSURE | ASHCROFT | APANSDHS1X6B | A4003917 | N/A | N/A |  | SECTOR 56 | BANCO DE PROVA - RGB MI-35 | BP-VK | OUT OF USE | 365 |  |  | -45079.6046 |  | PACKAGED EQUIPMENT, WAITING FOR PROTECT DEFINITION. | Equipment used exclusively in the MI-35M project of the Brazilian Air Force. Project halted by customer decision. Equipment out of use identified.
NCC001322 | PRESSURE TRANSMITTER | PRESSURE | N/A | APANSDHS1X6B | A4003916 | N/A | N/A |  | SECTOR 56 | BANCO DE PROVA - RGB MI-35 | BP - VK | OUT OF USE | 365 |  |  | -45079.6046 |  | PACKAGED EQUIPMENT, WAITING FOR PROTECT DEFINITION. | Equipment used exclusively in the MI-35M project of the Brazilian Air Force. Project halted by customer decision. Equipment out of use identified.
NCC001323 | MANOMETER | PRESSURE | BAILEY AND MACKEY | N/A | 13C5800 | 0 - 30 IB/IN² | N/A |  | SECTOR 56 | BANCO DE PROVA - RGB MI-35 | BP - VK | OUT OF USE | 365 |  |  | -45079.6046 |  | PACKAGED EQUIPMENT, WAITING FOR PROTECT DEFINITION. | Equipment used exclusively in the MI-35M project of the Brazilian Air Force. Project halted by customer decision. Equipment out of use identified.
NCC001324 | PRESSURE TRANSMITTER | PRESSURE | ASHCROFT | APANSDHS1X6B | C3007191 | 5 - 30 PSI | N/A |  | SECTOR 56 | BANCO DE PROVA - RGB MI-35 | BP-VK | OUT OF USE | 365 |  |  | -45079.6046 |  | PACKAGED EQUIPMENT, WAITING FOR PROTECT DEFINITION. | Equipment used exclusively in the MI-35M project of the Brazilian Air Force. Project halted by customer decision. Equipment out of use identified.
NCC001325 | MANOMETER | PRESSURE | N/A | EN837-1 | N/A | 0 - 100 PSI / 0 - 7 BAR | N/A |  | SECTOR 56 | BANCO DE PROVA - RGB MI-35 | BP-VK | OUT OF USE | 365 |  |  | -45079.6046 |  | PACKAGED EQUIPMENT, WAITING FOR PROTECT DEFINITION. | Equipment used exclusively in the MI-35M project of the Brazilian Air Force. Project halted by customer decision. Equipment out of use identified.
NCC001326 | MANOMETER | PRESSURE | ASHCROFT | APAN41H00MHS1100 | 1402100031 | N/A | N/A |  | SECTOR 56 | BANCO DE PROVA - RGB MI-35 | BP-VK | OUT OF USE | 365 |  |  | -45079.6046 |  | PACKAGED EQUIPMENT, WAITING FOR PROTECT DEFINITION. | Equipment used exclusively in the MI-35M project of the Brazilian Air Force. Project halted by customer decision. Equipment out of use identified.
NCC001327 | PRESSURE TRANSMITTER | PRESSURE | ASHCROFT | APAN41H00MHS1100 | 140210016 | 10 - 100 PSI | N/A |  | SECTOR 56 | BANCO DE PROVA - RGB MI-35 | BP-VK | OUT OF USE | 365 |  |  | -45079.6046 |  | PACKAGED EQUIPMENT, WAITING FOR PROTECT DEFINITION. | Equipment used exclusively in the MI-35M project of the Brazilian Air Force. Project halted by customer decision. Equipment out of use identified.
NCC001328 | K TYPE THERMOCOUPLE | TEMPERSECTOR 20URE | N/A | N/A | 114 | N/A | N/A |  | SECTOR 56 | BANCO DE PROVA - RGB MI-35 | BP-VK | OUT OF USE | 365 |  |  | -45079.6046 |  | PACKAGED EQUIPMENT, WAITING FOR PROTECT DEFINITION. | Equipment used exclusively in the MI-35M project of the Brazilian Air Force. Project halted by customer decision. Equipment out of use identified.
NCC001329 | K TYPE THERMOCOUPLE | TEMPERSECTOR 20URE | N/A | N/A | 214 | N/A | N/A |  | SECTOR 56 | BANCO DE PROVA - RGB MI-35 | BP-VK | OUT OF USE | 365 |  |  | -45079.6046 |  | PACKAGED EQUIPMENT, WAITING FOR PROTECT DEFINITION. | Equipment used exclusively in the MI-35M project of the Brazilian Air Force. Project halted by customer decision. Equipment out of use identified.
NCC001330 | K TYPE THERMOCOUPLE | TEMPERSECTOR 20URE | N/A | N/A | 414 | N/A | N/A |  | SECTOR 56 | BANCO DE PROVA - RGB MI-35 | BP-VK | OUT OF USE | 365 |  |  | -45079.6046 |  | PACKAGED EQUIPMENT, WAITING FOR PROTECT DEFINITION. | Equipment used exclusively in the MI-35M project of the Brazilian Air Force. Project halted by customer decision. Equipment out of use identified.
NCC001331 | K TYPE THERMOCOUPLE | TEMPERSECTOR 20URE | N/A | N/A | 211 | N/A | N/A |  | SECTOR 56 | BANCO DE PROVA - RGB MI-35 | BP-VK | OUT OF USE | 365 |  |  | -45079.6046 |  | PACKAGED EQUIPMENT, WAITING FOR PROTECT DEFINITION. | Equipment used exclusively in the MI-35M project of the Brazilian Air Force. Project halted by customer decision. Equipment out of use identified.
NCC001332 | K TYPE THERMOCOUPLE | TEMPERSECTOR 20URE | N/A | N/A | 1111 | N/A | N/A |  | SECTOR 56 | BANCO DE PROVA - RGB MI-35 | BP-VK | OUT OF USE | 365 |  |  | -45079.6046 |  | PACKAGED EQUIPMENT, WAITING FOR PROTECT DEFINITION. | Equipment used exclusively in the MI-35M project of the Brazilian Air Force. Project halted by customer decision. Equipment out of use identified.
NCC001333 | CARGO CELL | WEIGHT | INTERFACE | 1210AF- 10KN-B | 482495A | 10 KN | N/A |  | SECTOR 56 | BANCO DE PROVA - RGB MI-35 | BP-VK | OUT OF USE | 365 |  |  | -45079.6046 |  | PACKAGED EQUIPMENT, WAITING FOR PROTECT DEFINITION. | Equipment used exclusively in the MI-35M project of the Brazilian Air Force. Project halted by customer decision. Equipment out of use identified.
NCC001334 | TEMPERSECTOR 20URE SENSOR | TEMPERSECTOR 20URE | ZHOP | N/A | N/A | N/A | N/A |  | SECTOR 56 | BANCO DE PROVA - RGB MI-35 | BP-VK | OUT OF USE | 365 |  |  | -45079.6046 |  | PACKAGED EQUIPMENT, WAITING FOR PROTECT DEFINITION. | Equipment used exclusively in the MI-35M project of the Brazilian Air Force. Project halted by customer decision. Equipment out of use identified.
NCC001335 | CARGO CELL | WEIGHT | N/A | C2A-0.10-C1 | 297329 | N/A | N/A |  | SECTOR 56 | BANCO DE PROVA - RGB MI-35 | BP-VK | OUT OF USE | 365 |  |  | -45079.6046 |  | PACKAGED EQUIPMENT, WAITING FOR PROTECT DEFINITION. | Equipment used exclusively in the MI-35M project of the Brazilian Air Force. Project halted by customer decision. Equipment out of use identified.
NCC001336 | LOAD INDICSECTOR 20OR | WEIGHT | TENSO-M | TN-003/05 | 45017 | N/A | N/A |  | SECTOR 56 | BANCO DE PROVA - RGB MI-35 | BP-VK | OUT OF USE | 365 |  |  | -45079.6046 |  | PACKAGED EQUIPMENT, WAITING FOR PROTECT DEFINITION. | Equipment used exclusively in the MI-35M project of the Brazilian Air Force. Project halted by customer decision. Equipment out of use identified.
NCC001337 | TEMPERSECTOR 20URE AND HUMIDITY INDICSECTOR 20OR | TEMPERSECTOR 20URE | N/A | ИBA-65 | 4413 | N/A | N/A |  | SECTOR 56 | BANCO DE PROVA - RGB MI-35 | BP-VK | OUT OF USE | 365 |  |  | -45079.6046 |  | PACKAGED EQUIPMENT, WAITING FOR PROTECT DEFINITION. | Equipment used exclusively in the MI-35M project of the Brazilian Air Force. Project halted by customer decision. Equipment out of use identified.
NCC001338 | BAROMETRIC PRESSURE INDICSECTOR 20OR | TIME AND FREQUENCY | N/A | БPC-1П-1 | 815914 | N/A | N/A |  | SECTOR 56 | BANCO DE PROVA - RGB MI-35 | BP-VK | OUT OF USE | 365 |  |  | -45079.6046 |  | PACKAGED EQUIPMENT, WAITING FOR PROTECT DEFINITION. | Equipment used exclusively in the MI-35M project of the Brazilian Air Force. Project halted by customer decision. Equipment out of use identified.
NCC001339 | TACHOMETER | TIME AND FREQUENCY | N/A | ИCT-2 | 85004 | N/A | N/A |  | SECTOR 56 | BANCO DE PROVA - RGB MI-35 | BP-VK | OUT OF USE | 365 |  |  | -45079.6046 |  | PACKAGED EQUIPMENT, WAITING FOR PROTECT DEFINITION. | Equipment used exclusively in the MI-35M project of the Brazilian Air Force. Project halted by customer decision. Equipment out of use identified.
NCC001340 | MANOMETER | PRESSURE | N/A | N/A | 78381 | 0 - 8 KГ/CM² | N/A |  | SECTOR 56 | BANCO DE PROVA - RGB MI-35 | BK-VK | OUT OF USE | 365 |  |  | -45079.6046 |  | PACKAGED EQUIPMENT, WAITING FOR PROTECT DEFINITION. | Equipment used exclusively in the MI-35M project of the Brazilian Air Force. Project halted by customer decision. Equipment out of use identified.
NCC001341 | PRESSURE TRANSMITTER | PRESSURE | N/A | IP65 | 59626 | 0 - 6 KГC/ CM² | N/A |  | SECTOR 56 | BANCO DE PROVA - RGB MI-35 | BP-VK | OUT OF USE | 365 |  |  | -45079.6046 |  | PACKAGED EQUIPMENT, WAITING FOR PROTECT DEFINITION. | Equipment used exclusively in the MI-35M project of the Brazilian Air Force. Project halted by customer decision. Equipment out of use identified.
NCC001342 | PRESSURE TRANSMITTER | PRESSURE | N/A | IP65 | 59632 | 0 - 4 KГC/ CM² | N/A |  | SECTOR 56 | BANCO DE PROVA - RGB MI-35 | BP-VK | OUT OF USE | 365 |  |  | -45079.6046 |  | PACKAGED EQUIPMENT, WAITING FOR PROTECT DEFINITION. | Equipment used exclusively in the MI-35M project of the Brazilian Air Force. Project halted by customer decision. Equipment out of use identified.
NCC001343 | PRESSURE TRANSMITTER | PRESSURE | N/A | IP65 | 59639 | 0 - 10 KГC/ CM² | N/A |  | SECTOR 56 | BANCO DE PROVA - RGB MI-35 | PK 2 | OUT OF USE | 365 |  |  | -45079.6046 |  | PACKAGED EQUIPMENT, WAITING FOR PROTECT DEFINITION. | Equipment used exclusively in the MI-35M project of the Brazilian Air Force. Project halted by customer decision. Equipment out of use identified.
NCC001344 | PRESSURE TRANSMITTER | PRESSURE | N/A | IP65 | 59631 | 0 - 2.5 KГC/ CM² | N/A |  | SECTOR 56 | BANCO DE PROVA - RGB MI-35 | PCO3 CB | OUT OF USE | 365 |  |  | -45079.6046 |  | PACKAGED EQUIPMENT, WAITING FOR PROTECT DEFINITION. | Equipment used exclusively in the MI-35M project of the Brazilian Air Force. Project halted by customer decision. Equipment out of use identified.
NCC001345 | PRESSURE TRANSMITTER | PRESSURE | N/A | IP65 | 59268 | 0 - 10 KГC/ CM² | N/A |  | SECTOR 56 | BANCO DE PROVA - RGB MI-35 | PK1 | OUT OF USE | 365 |  |  | -45079.6046 |  | PACKAGED EQUIPMENT, WAITING FOR PROTECT DEFINITION. | Equipment used exclusively in the MI-35M project of the Brazilian Air Force. Project halted by customer decision. Equipment out of use identified.
NCC001346 | PRESSURE TRANSMITTER | PRESSURE | N/A | IP65 | 59629 | 0 - 2.5 KГC/ CM² | N/A |  | SECTOR 56 | BANCO DE PROVA - RGB MI-35 | P10 | OUT OF USE | 365 |  |  | -45079.6046 |  | PACKAGED EQUIPMENT, WAITING FOR PROTECT DEFINITION. | Equipment used exclusively in the MI-35M project of the Brazilian Air Force. Project halted by customer decision. Equipment out of use identified.
NCC001347 | PRESSURE TRANSMITTER | PRESSURE | N/A | IP65 | 59628 | 0 - 2.5 KГC/ CM² | N/A |  | SECTOR 56 | BANCO DE PROVA - RGB MI-35 | P15 | OUT OF USE | 365 |  |  | -45079.6046 |  | PACKAGED EQUIPMENT, WAITING FOR PROTECT DEFINITION. | Equipment used exclusively in the MI-35M project of the Brazilian Air Force. Project halted by customer decision. Equipment out of use identified.
NCC001348 | DIGITAL MANOMETER | PRESSURE | HE | IP65 | 20-1024867 | 4 - 20 MA | N/A |  | SECTOR 56 | BANCO DE PROVA - RGB MI-35 | PЭЖ | OUT OF USE | 365 |  |  | -45079.6046 |  | PACKAGED EQUIPMENT, WAITING FOR PROTECT DEFINITION. | Equipment used exclusively in the MI-35M project of the Brazilian Air Force. Project halted by customer decision. Equipment out of use identified.
NCC001349 | TEMPERSECTOR 20URE SENSOR | TEMPERSECTOR 20URE | N/A | CX4TП-9201 | 9121 | - 50 TO 250 ° C | N/A |  | SECTOR 56 | BANCO DE PROVA - RGB MI-35 | TWIN | OUT OF USE | 365 |  |  | -45079.6046 |  | PACKAGED EQUIPMENT, WAITING FOR PROTECT DEFINITION. | Equipment used exclusively in the MI-35M project of the Brazilian Air Force. Project halted by customer decision. Equipment out of use identified.
NCC001350 | PRESSURE TRANSMITTER | PRESSURE | N/A | IP65 | 59648 | 0 - 100 KГC/ CM² | N/A |  | SECTOR 56 | BANCO DE PROVA - RGB MI-35 | PPA3P | OUT OF USE | 365 |  |  | -45079.6046 |  | PACKAGED EQUIPMENT, WAITING FOR PROTECT DEFINITION. | Equipment used exclusively in the MI-35M project of the Brazilian Air Force. Project halted by customer decision. Equipment out of use identified.
NCC001351 | PRESSURE TRANSMITTER | PRESSURE | N/A | IP65 | 59649 | 0 - 100 KГC/ CM² | N/A |  | SECTOR 56 | BANCO DE PROVA - RGB MI-35 | П* | OUT OF USE | 365 |  |  | -45079.6046 |  | PACKAGED EQUIPMENT, WAITING FOR PROTECT DEFINITION. | Equipment used exclusively in the MI-35M project of the Brazilian Air Force. Project halted by customer decision. Equipment out of use identified.
NCC001352 | PRESSURE TRANSMITTER | PRESSURE | N/A | IP65 | 59651 | 0 - 0.4 KГC/ CM² | N/A |  | SECTOR 56 | BANCO DE PROVA - RGB MI-35 | ПCT BФ - | OUT OF USE | 365 |  |  | -45079.6046 |  | PACKAGED EQUIPMENT, WAITING FOR PROTECT DEFINITION. | Equipment used exclusively in the MI-35M project of the Brazilian Air Force. Project halted by customer decision. Equipment out of use identified.
NCC001353 | PRESSURE TRANSMITTER | PRESSURE | N/A | IP65 | 59640 | 0 - 60 KГC/ CM² | N/A |  | SECTOR 56 | BANCO DE PROVA - RGB MI-35 | PT2 | OUT OF USE | 365 |  |  | -45079.6046 |  | PACKAGED EQUIPMENT, WAITING FOR PROTECT DEFINITION. | Equipment used exclusively in the MI-35M project of the Brazilian Air Force. Project halted by customer decision. Equipment out of use identified.
NCC001354 | PRESSURE TRANSMITTER | PRESSURE | N/A | IP65 | 59633 | 0 - 4 KГC/ CM² | N/A |  | SECTOR 56 | BANCO DE PROVA - RGB MI-35 | PT BX HP | OUT OF USE | 365 |  |  | -45079.6046 |  | PACKAGED EQUIPMENT, WAITING FOR PROTECT DEFINITION. | Equipment used exclusively in the MI-35M project of the Brazilian Air Force. Project halted by customer decision. Equipment out of use identified.
NCC001355 | PRESSURE TRANSMITTER | PRESSURE | N/A | IP65 | 59637 | 0 - 10 KГC/ CM² | N/A |  | SECTOR 56 | BANCO DE PROVA - RGB MI-35 | PTIП3 | OUT OF USE | 365 |  |  | -45079.6046 |  | PACKAGED EQUIPMENT, WAITING FOR PROTECT DEFINITION. | Equipment used exclusively in the MI-35M project of the Brazilian Air Force. Project halted by customer decision. Equipment out of use identified.
NCC001356 | PRESSURE TRANSMITTER | PRESSURE | N/A | IP65 | 59641 | 0 - 60 KГC/ CM² | N/A |  | SECTOR 56 | BANCO DE PROVA - RGB MI-35 | PT1 | OUT OF USE | 365 |  |  | -45079.6046 |  | PACKAGED EQUIPMENT, WAITING FOR PROTECT DEFINITION. | Equipment used exclusively in the MI-35M project of the Brazilian Air Force. Project halted by customer decision. Equipment out of use identified.
NCC001357 | PRESSURE TRANSMITTER | PRESSURE | N/A | IP65 | 59642 | - 0.5 TO 0.5 KГC/ CM² | N/A |  | SECTOR 56 | BANCO DE PROVA - RGB MI-35 | P22 | OUT OF USE | 365 |  |  | -45079.6046 |  | PACKAGED EQUIPMENT, WAITING FOR PROTECT DEFINITION. | Equipment used exclusively in the MI-35M project of the Brazilian Air Force. Project halted by customer decision. Equipment out of use identified.
NCC001358 | PRESSURE TRANSMITTER | PRESSURE | N/A | IP65 | 59644 | - 0.5 TO 0.5 KГC/ CM² | N/A |  | SECTOR 56 | BANCO DE PROVA - RGB MI-35 | P14 | OUT OF USE | 365 |  |  | -45079.6046 |  | PACKAGED EQUIPMENT, WAITING FOR PROTECT DEFINITION. | Equipment used exclusively in the MI-35M project of the Brazilian Air Force. Project halted by customer decision. Equipment out of use identified.
NCC001359 | PRESSURE TRANSMITTER | PRESSURE | N/A | IP65 | 59636 | 0 - 4 KГC/ CM² | N/A |  | SECTOR 56 | BANCO DE PROVA - RGB MI-35 | PTBX | OUT OF USE | 365 |  |  | -45079.6046 |  | PACKAGED EQUIPMENT, WAITING FOR PROTECT DEFINITION. | Equipment used exclusively in the MI-35M project of the Brazilian Air Force. Project halted by customer decision. Equipment out of use identified.
NCC001360 | PRESSURE TRANSMITTER | PRESSURE | N/A | IP65 | 59645 | - 0.5 TO 0.5 KГC/ CM² | N/A |  | SECTOR 56 | BANCO DE PROVA - RGB MI-35 | PKП | OUT OF USE | 365 |  |  | -45079.6046 |  | PACKAGED EQUIPMENT, WAITING FOR PROTECT DEFINITION. | Equipment used exclusively in the MI-35M project of the Brazilian Air Force. Project halted by customer decision. Equipment out of use identified.
NCC001361 | PRESSURE TRANSMITTER | PRESSURE | N/A | IP65 | 59643 | - 0.5 TO 0.5 KГC/ CM² | N/A |  | SECTOR 56 | BANCO DE PROVA - RGB MI-35 | P18 | OUT OF USE | 365 |  |  | -45079.6046 |  | PACKAGED EQUIPMENT, WAITING FOR PROTECT DEFINITION. | Equipment used exclusively in the MI-35M project of the Brazilian Air Force. Project halted by customer decision. Equipment out of use identified.
NCC001362 | PRESSURE TRANSMITTER | PRESSURE | N/A | IP65 | 59630 | 0 - 2.5 KГC/ CM² | N/A |  | SECTOR 56 | BANCO DE PROVA - RGB MI-35 | PM BBX1 | OUT OF USE | 365 |  |  | -45079.6046 |  | PACKAGED EQUIPMENT, WAITING FOR PROTECT DEFINITION. | Equipment used exclusively in the MI-35M project of the Brazilian Air Force. Project halted by customer decision. Equipment out of use identified.
NCC001363 | PRESSURE TRANSMITTER | PRESSURE | N/A | IP65 | 59627 | 0 - 2.5 KГC/ CM² | N/A |  | SECTOR 56 | BANCO DE PROVA - RGB MI-35 | PMBLX | OUT OF USE | 365 |  |  | -45079.6046 |  | PACKAGED EQUIPMENT, WAITING FOR PROTECT DEFINITION. | Equipment used exclusively in the MI-35M project of the Brazilian Air Force. Project halted by customer decision. Equipment out of use identified.
NCC001364 | PRESSURE TRANSMITTER | PRESSURE | N/A | IP65 | 59624 | 0 - 6 KГC/ CM² | N/A |  | SECTOR 56 | BANCO DE PROVA - RGB MI-35 | PMBX | OUT OF USE | 365 |  |  | -45079.6046 |  | PACKAGED EQUIPMENT, WAITING FOR PROTECT DEFINITION. | Equipment used exclusively in the MI-35M project of the Brazilian Air Force. Project halted by customer decision. Equipment out of use identified.
NCC001365 | PRESSURE TRANSMITTER | PRESSURE | N/A | IP65 | 59646 | 0 - 600 KГC/ CM² | N/A |  | SECTOR 56 | BANCO DE PROVA - RGB MI-35 | П3AK | OUT OF USE | 365 |  |  | -45079.6046 |  | PACKAGED EQUIPMENT, WAITING FOR PROTECT DEFINITION. | Equipment used exclusively in the MI-35M project of the Brazilian Air Force. Project halted by customer decision. Equipment out of use identified.
NCC001366 | PRESSURE TRANSMITTER | PRESSURE | N/A | IP65 | 59647 | 0 - 600 KГC/ CM² | N/A |  | SECTOR 56 | BANCO DE PROVA - RGB MI-35 | ПKOH TP | OUT OF USE | 365 |  |  | -45079.6046 |  | PACKAGED EQUIPMENT, WAITING FOR PROTECT DEFINITION. | Equipment used exclusively in the MI-35M project of the Brazilian Air Force. Project halted by customer decision. Equipment out of use identified.
NCC001367 | MANOMETER | PRESSURE | POCMA | TM5 | N/A | 0 - 0.6 MPA | N/A | CALIBRAVEL\NCC001367.JPG | SECTOR 20 | ÁREA SUPRIMENTOS (ESTOQUE 7) | ANCIENT PROPELLER | OUT OF USE | 365 | 2020-12-09 | 2021-12-09 | -540.6046 |  | . BECH FOR LEAKAGE TEST OF TAKS AND EXCHANGERS-HAAMB.242.376.004 / CTO-643-0637 ИCП.076 AS WILLAM WILL NOT BE CALIBRSECTOR 20ED LEFT SIDE BENCH | Equipment used exclusively in the MI-35M project of the Brazilian Air Force. Project halted by customer decision. Equipment out of use identified.
NCC001368 | MANOMETER | PRESSURE | POCMA | TM5 | N/A | - 0.1 TO 0.3 MPA | N/A | CALIBRAVEL\NCC001368.JPG | SECTOR 20 | ÁREA SUPRIMENTOS (ESTOQUE 7) | ANCIENT PROPELLER | OUT OF USE | 365 | 2021-12-09 | 2022-12-09 | -175.6046 |  | . BECH FOR LEAKAGE TEST OF TAKS AND EXCHANGERS-HAAMB.242.376.004 / CTO-643-0637 ИCП.076 LEFT BENCH | Equipment used exclusively in the MI-35M project of the Brazilian Air Force. Project halted by customer decision. Equipment out of use identified.
NCC001369 | MANOMETER | PRESSURE | POCMA | TM5 | N/A | 0 - 0.6 MPA | N/A | CALIBRAVEL\NCC001369.JPG | SECTOR 20 | ÁREA SUPRIMENTOS (ESTOQUE 7) | ANCIENT PROPELLER | OUT OF USE | 365 | 2020-12-09 | 2021-12-09 | -540.6046 |  | BECH FOR LEAKAGE TEST OF TAKS AND EXCHANGERS-HAAMB.242.376.004 / CTO-643-0637 ИCП.076 AS WILLIAM WILL NOT BE CALIBRSECTOR 20ED BENCHES TO THE LEFT OF THE TEST BENCH | Equipment used exclusively in the MI-35M project of the Brazilian Air Force. Project halted by customer decision. Equipment out of use identified.
NCC001370 | ANALOG MANOMETER | PRESSURE | POCMA | TM5 | N/A | 0 - 0.16 MPA | N/A | CALIBRAVEL\NCC001370.JPG | SECTOR 20 | ÁREA SUPRIMENTOS (ESTOQUE 7) | ANCIENT PROPELLER | OUT OF USE | 365 | 2020-12-09 | 2021-12-09 | -540.6046 |  | . BECH FOR LEAKAGE TEST OF TAKS AND EXCHANGERS-HAAMB.242.376.004 / CTO-643-0637 ИCП.076 AS WILLIAM WILL NOT BE CALIBRSECTOR 20ED BENCH TO THE LEFT OF THE TEST BENCH | Equipment used exclusively in the MI-35M project of the Brazilian Air Force. Project halted by customer decision. Equipment out of use identified.
NCC001371 | MANOMETER | PRESSURE | POCMA | TM5 | N/A | 0 - 1.6 MPA | N/A | CALIBRAVEL\NCC001371.JPG | SECTOR 20 | ÁREA SUPRIMENTOS (ESTOQUE 7) | PAMA LS | OUT OF USE | 365 | 2020-12-09 | 2021-12-09 | -540.6046 |  | BECH FOR LEAKAGE TEST OF TAKS AND EXCHANGERS-HAAMB.242.376.004 / CTO-643-0637 ИCП.076 AS WILLIAM WILL NOT BE CALIBRSECTOR 20ED LEFT BENCH | Equipment used exclusively in the MI-35M project of the Brazilian Air Force. Project halted by customer decision. Equipment out of use identified.
NCC001372 | MANOMETER | PRESSURE | POCMA | TM5 | N/A | 0 - 1.6 MPA | N/A | CALIBRAVEL\NCC001372.JPG | SECTOR 20 | ÁREA SUPRIMENTOS (ESTOQUE 7) | ANCIENT PROPELLER | OUT OF USE | 365 | 2020-12-09 | 2021-12-09 | -540.6046 |  | BECH FOR LEAKAGE TEST OF TAKS AND EXCHANGERS-HAAMB.242.376.004 / CTO-643-0637 ИCП.076 AS WILLIAM WILL NOT BE CALIBRSECTOR 20ED BENCH TO THE LEFT OF THE TEST BENCH | Equipment used exclusively in the MI-35M project of the Brazilian Air Force. Project halted by customer decision. Equipment out of use identified.
NCC001373 | MANOMETER | PRESSURE | WIKA | EN837-1 | 54632927 | 0 - 12 BAR | N/A | CALIBRAVEL\NCC001373.JPG | SECTOR 20 | ÁREA SUPRIMENTOS (ESTOQUE 7) | ANCIENT PROPELLER | OUT OF USE | 365 | 2020-12-09 | 2021-12-09 | -540.6046 |  | . BECH FOR LEAKAGE TEST OF TAKS AND EXCHANGERS-HAAMB.242.376.004 / CTO-643-0637 ИCП.076 AS WILLIAM WILL NOT BE CALIBRSECTOR 20ED BENCH TO THE LEFT OF THE TEST BENCH | Equipment used exclusively in the MI-35M project of the Brazilian Air Force. Project halted by customer decision. Equipment out of use identified.
NCC001374 | MANOMETER | PRESSURE | POCMA | TM5 | N/A | 0 - 0.4 MPA | N/A |  | SECTOR 56 | BANCO DE PROVA - RGB MI-35 | HYDRAULIC SYSTEM WASHING BECH HAAMФ.07.Y.009.CO / CTO-643-0609 ИCП.076 | OUT OF USE | 365 |  |  | -45079.6046 |  | PACKAGED EQUIPMENT, WAITING FOR PROTECT DEFINITION. | Equipment used exclusively in the MI-35M project of the Brazilian Air Force. Project halted by customer decision. Equipment out of use identified.
NCC001375 | MANOMETER | PRESSURE | POCMA | TM5 | N/A | 0 - 16 MPA | N/A |  | SECTOR 56 | BANCO DE PROVA - RGB MI-35 | HYDRAULIC SYSTEM WASHING BECH HAAMФ.07.Y.009.CO / CTO-643-0609 ИCП.076 | OUT OF USE | 365 |  |  | -45079.6046 |  | PACKAGED EQUIPMENT, WAITING FOR PROTECT DEFINITION. | Equipment used exclusively in the MI-35M project of the Brazilian Air Force. Project halted by customer decision. Equipment out of use identified.
NCC001376 | OIL/WSECTOR 20ER FLOW INDICSECTOR 20OR | FLOW RSECTOR 20E | STAWFF | AK0030 | SDM750-B-20-T | MAX 420 BAR / MAX 6000 PSI | N/A |  | SECTOR 56 | BANCO DE PROVA - RGB MI-35 | HYDRAULIC SYSTEM WASHING BECH HAAMФ.07.Y.009.CO / CTO-643-0609 ИCП.076 | OUT OF USE | 365 |  |  | -45079.6046 |  | PACKAGED EQUIPMENT, WAITING FOR PROTECT DEFINITION. | Equipment used exclusively in the MI-35M project of the Brazilian Air Force. Project halted by customer decision. Equipment out of use identified.
NCC001377 | MANOMETER | PRESSURE | POCMA | TN5 | N/A | 0 - 10 MPA | N/A |  | SECTOR 56 | BANCO DE PROVA - RGB MI-35 | HYDRAULIC SYSTEM WASHING BECH HAAMФ.07.Y.009.CO / CTO-643-0609 ИCП.076 | OUT OF USE | 365 |  |  | -45079.6046 |  | PACKAGED EQUIPMENT, WAITING FOR PROTECT DEFINITION. | Equipment used exclusively in the MI-35M project of the Brazilian Air Force. Project halted by customer decision. Equipment out of use identified.
NCC001378 | TEMPERSECTOR 20URE DIGITAL CONTROLLER | TEMPERSECTOR 20URE | OBEH | 2TPM1 | 18350161032188500 | N/A | N/A |  | SECTOR 56 | BANCO DE PROVA - RGB MI-35 | HYDRAULIC SYSTEM WASHING BECH HAAMФ.07.Y.009.CO / CTO-643-0609 ИCП.076 | OUT OF USE | 365 |  |  | -45079.6046 |  | PACKAGED EQUIPMENT, WAITING FOR PROTECT DEFINITION. | Equipment used exclusively in the MI-35M project of the Brazilian Air Force. Project halted by customer decision. Equipment out of use identified.
NCC001379 | MANOMETER | PRESSURE | N/A | TA3 | N/A | 0 - 40 MPA | N/A |  | SECTOR 56 | BANCO DE PROVA - RGB MI-35 | HYDRAULIC SYSTEM WASHING BECH HAAMФ.07.Y.009.CO / CTO-643-0609 ИCП.076 | OUT OF USE | 365 |  |  | -45079.6046 |  | PACKAGED EQUIPMENT, WAITING FOR PROTECT DEFINITION. | Equipment used exclusively in the MI-35M project of the Brazilian Air Force. Project halted by customer decision. Equipment out of use identified.
NCC001380 | MANOMETER | PRESSURE | N/A | TA3 | N/A | 0 - 16 MPA | N/A |  | SECTOR 56 | BANCO DE PROVA - RGB MI-35 | HYDRAULIC SYSTEM WASHING BECH HAAMФ.07.Y.009.CO / CTO-643-0609 ИCП.076 | OUT OF USE | 365 |  |  | -45079.6046 |  | PACKAGED EQUIPMENT, WAITING FOR PROTECT DEFINITION. | Equipment used exclusively in the MI-35M project of the Brazilian Air Force. Project halted by customer decision. Equipment out of use identified.
NCC001381 | MANOMETER | PRESSURE | CAMOZZI | EN837-1 | N/A | 0 - 10 BAR | N/A |  | SECTOR 56 | BANCO DE PROVA - RGB MI-35 | HYDRAULIC SYSTEM WASHING BECH HAAMФ.07.Y.009.CO / CTO-643-0609 ИCП.076 | OUT OF USE | 365 |  |  | -45079.6046 |  | PACKAGED EQUIPMENT, WAITING FOR PROTECT DEFINITION. | Equipment used exclusively in the MI-35M project of the Brazilian Air Force. Project halted by customer decision. Equipment out of use identified.
NCC001382 | OSCILLOSCOPE | ELECTRICITY | METPAH-910 | N/A | 4424 | N/A | N/A | CALIBRAVEL\NCC001382.JPG | SECTOR 56 | BANCO DE PROVA - RGB MI-35 | BLUE WOODEN BOX 01 NEXT TO THE REDUCER TEST BANK | OUT OF USE | 365 |  |  | -45079.6046 |  | PACKAGED EQUIPMENT, WAITING FOR PROTECT DEFINITION. | Equipment used exclusively in the MI-35M project of the Brazilian Air Force. Project halted by customer decision. Equipment out of use identified.
NCC001383 | TACHOMETER | TIME AND FREQUENCY | N/A | TSP-04 | 14178 | N/A | N/A | CALIBRAVEL\NCC001383.JPG | SECTOR 56 | BANCO DE PROVA - RGB MI-35 | BLUE WOODEN BOX 01 NEXT TO THE REDUCER TEST BANK | OUT OF USE | 365 |  |  | -45079.6046 |  | PACKAGED EQUIPMENT, WAITING FOR PROTECT DEFINITION. | Equipment used exclusively in the MI-35M project of the Brazilian Air Force. Project halted by customer decision. Equipment out of use identified.
NCC001384 | MANOMETER | PRESSURE | N/A | N/A | N/A | 0 - 0.16 MPA | N/A | CALIBRAVEL\NCC001384.JPG | SECTOR 56 | BANCO DE PROVA - RGB MI-35 | BLUE WOODEN BOX 01 NEXT TO THE REDUCER TEST BANK | OUT OF USE | 365 |  |  | -45079.6046 |  | PACKAGED EQUIPMENT, WAITING FOR PROTECT DEFINITION. | Equipment used exclusively in the MI-35M project of the Brazilian Air Force. Project halted by customer decision. Equipment out of use identified.
NCC001385 | MANOMETER | PRESSURE | MTИ | N/A | 1004 | 0 - 25 KGF/CM² | N/A |  | SECTOR 22 | SALA DE TESTE DE ARTIGOS AVULSOS MI-35 | ELECTRIC ROOM - GREEN CASE | OUT OF USE | 365 | 2021-03-26 | 2022-03-26 | -433.6046 |  | PACKAGED EQUIPMENT, WAITING FOR PROTECT DEFINITION. | Equipment used exclusively in the MI-35M project of the Brazilian Air Force. Project halted by customer decision. Equipment out of use identified.
NCC001386 | MANOMETER | PRESSURE | MTИ | N/A | 900 | 0 - 6 KGF/CM² | N/A |  | SECTOR 22 | SALA DE TESTE DE ARTIGOS AVULSOS MI-35 | ELECTRIC ROOM - GREEN CASE | OUT OF USE | 365 | 2021-03-26 | 2022-03-26 | -433.6046 |  | PACKAGED EQUIPMENT, WAITING FOR PROTECT DEFINITION. | Equipment used exclusively in the MI-35M project of the Brazilian Air Force. Project halted by customer decision. Equipment out of use identified.
NCC001387 | MANOMETER | PRESSURE | MTИ | N/A | 835 | 0 - 400 KGF/CM² | N/A | CALIBRAVEL\NCC001387.JPG | SECTOR 22 | SALA DE TESTE DE ARTIGOS AVULSOS MI-35 | ELECTRIC ROOM - GREEN CASE | OUT OF USE | 365 | 2021-03-26 | 2022-03-26 | -433.6046 |  | PACKAGED EQUIPMENT, WAITING FOR PROTECT DEFINITION. | Equipment used exclusively in the MI-35M project of the Brazilian Air Force. Project halted by customer decision. Equipment out of use identified.
NCC001388 | MANOMETER | PRESSURE | MTИ | N/A | 984 | 0 - 250 KGF/CM² | N/A | CALIBRAVEL\NCC001388.JPG | SECTOR 22 | SALA DE TESTE DE ARTIGOS AVULSOS MI-35 | ELECTRIC ROOM - GREEN CASE | OUT OF USE | 365 | 2021-03-26 | 2022-03-26 | -433.6046 |  | PACKAGED EQUIPMENT, WAITING FOR PROTECT DEFINITION. | Equipment used exclusively in the MI-35M project of the Brazilian Air Force. Project halted by customer decision. Equipment out of use identified.
NCC001389 | MANOMETER | PRESSURE | MTИ | N/A | 1119 | 0 - 160 KGF/CM² | N/A | CALIBRAVEL\NCC001389.JPG | SECTOR 22 | SALA DE TESTE DE ARTIGOS AVULSOS MI-35 | ELECTRIC ROOM - GREEN CASE | OUT OF USE | 365 | 2021-03-26 | 2022-03-26 | -433.6046 |  | PACKAGED EQUIPMENT, WAITING FOR PROTECT DEFINITION. | Equipment used exclusively in the MI-35M project of the Brazilian Air Force. Project halted by customer decision. Equipment out of use identified.
NCC001390 | RESISTIVE | ELECTRICITY | N/A | 2008RR | 15683 | 0 - 999999 | N/A | CALIBRAVEL\NCC001390.JPG | SECTOR 59 | SALA DE ELETRÔNICA | ELECTRIC ROOM | OUT OF USE | 365 | 2021-04-29 | 2022-04-29 | -399.6046 |  | PACKAGED EQUIPMENT, WAITING FOR PROTECT DEFINITION. | Equipment used exclusively in the MI-35M project of the Brazilian Air Force. Project halted by customer decision. Equipment out of use identified.
NCC001391 | RESISTIVE | ELECTRICITY | N/A | 2008RR | 5158 | 0 - 999999 | N/A | CALIBRAVEL\NCC001391.JPG | SECTOR 59 | SALA DE ELETRÔNICA | ELECTRIC ROOM | OUT OF USE | 365 | 2021-04-29 | 2022-04-29 | -399.6046 |  | PACKAGED EQUIPMENT, WAITING FOR PROTECT DEFINITION. | Equipment used exclusively in the MI-35M project of the Brazilian Air Force. Project halted by customer decision. Equipment out of use identified.
NCC001392 | RESISTIVE | ELECTRICITY | N/A | 2008RR | 13897 | 0 - 999999 | N/A | CALIBRAVEL\NCC001392.JPG | SECTOR 59 | SALA DE ELETRÔNICA | ELECTRIC ROOM | OUT OF USE | 365 | 2021-04-30 | 2022-04-30 | -398.6046 |  | PACKAGED EQUIPMENT, WAITING FOR PROTECT DEFINITION. | Equipment used exclusively in the MI-35M project of the Brazilian Air Force. Project halted by customer decision. Equipment out of use identified.
NCC001393 | COMPARATOR CLOCK | DIMENSIONAL | N/A | 817055 | J39395 | 0 - 10 MM | N/A | CALIBRAVEL\NCC001393.JPG | SECTOR 17 | ÁREA SUPRIMENTOS (ESTOQUE 4) | STORED IN RESTRICTED AREA | OUT OF USE | 365 |  |  | -45079.6046 |  | PACKAGED EQUIPMENT, WAITING FOR PROTECT DEFINITION. | Equipment used exclusively in the MI-35M project of the Brazilian Air Force. Project halted by customer decision. Equipment out of use identified.
NCC001394 | COMPARATOR CLOCK | DIMENSIONAL | N/A | N/A | 2200306 | 0 - 2 MM | N/A |  | SECTOR 17 | ÁREA SUPRIMENTOS (ESTOQUE 4) | STORED IN RESTRICTED AREA | OUT OF USE | 365 |  |  | -45079.6046 |  | PACKAGED EQUIPMENT, WAITING FOR PROTECT DEFINITION. | Equipment used exclusively in the MI-35M project of the Brazilian Air Force. Project halted by customer decision. Equipment out of use identified.
NCC001395 | COMPARATOR CLOCK | DIMENSIONAL | N/A | 577-68 | 26866 | 0 - 2 MM | N/A |  | SECTOR 17 | ÁREA SUPRIMENTOS (ESTOQUE 4) | STORED IN RESTRICTED AREA | OUT OF USE | 365 |  |  | -45079.6046 |  | PACKAGED EQUIPMENT, WAITING FOR PROTECT DEFINITION. | Equipment used exclusively in the MI-35M project of the Brazilian Air Force. Project halted by customer decision. Equipment out of use identified.
NCC001396 | COMPARATOR CLOCK | DIMENSIONAL | N/A | 577-68 | 26879 | 0 - 2 MM | N/A |  | SECTOR 17 | ÁREA SUPRIMENTOS (ESTOQUE 4) | STORED IN RESTRICTED AREA | OUT OF USE | 365 |  |  | -45079.6046 |  | PACKAGED EQUIPMENT, WAITING FOR PROTECT DEFINITION. | Equipment used exclusively in the MI-35M project of the Brazilian Air Force. Project halted by customer decision. Equipment out of use identified.
NCC001397 | COMPARSECTOR 20OR CLOCK | DIMENSIONAL | N/A | 577-68 | 22015 | 0 - 5 MM | N/A |  | SECTOR 56 | BANCO DE PROVA - RGB MI-35 | MOBILE SHELF | OUT OF USE | 365 |  |  | -45079.6046 |  | PACKAGED EQUIPMENT, WAITING FOR PROTECT DEFINITION. | Equipment used exclusively in the MI-35M project of the Brazilian Air Force. Project halted by customer decision. Equipment out of use identified.
NCC001398 | COMPARSECTOR 20OR CLOCK | DIMENSIONAL | N/A | 577-68 | 4343 | 0 - 10 MM | N/A |  | SECTOR 56 | BANCO DE PROVA - RGB MI-35 | MOBILE SHELF | OUT OF USE | 365 |  |  | -45079.6046 |  | PACKAGED EQUIPMENT, WAITING FOR PROTECT DEFINITION. | Equipment used exclusively in the MI-35M project of the Brazilian Air Force. Project halted by customer decision. Equipment out of use identified.
NCC001399 | COMPARATOR CLOCK | DIMENSIONAL | N/A | 577-68 | 528 | 0 - 10 MM | N/A |  | SECTOR 17 | ÁREA SUPRIMENTOS (ESTOQUE 4) | STORED IN RESTRICTED AREA | OUT OF USE | 365 |  |  | -45079.6046 |  | PACKAGED EQUIPMENT, WAITING FOR PROTECT DEFINITION. | Equipment used exclusively in the MI-35M project of the Brazilian Air Force. Project halted by customer decision. Equipment out of use identified.
NCC001400 | COMPARATOR CLOCK | DIMENSIONAL | N/A | 577-68 | 8878 | 0 - 10 MM | N/A |  | SECTOR 17 | ÁREA SUPRIMENTOS (ESTOQUE 4) | STORED IN RESTRICTED AREA | OUT OF USE | 365 |  |  | -45079.6046 |  | PACKAGED EQUIPMENT, WAITING FOR PROTECT DEFINITION. | Equipment used exclusively in the MI-35M project of the Brazilian Air Force. Project halted by customer decision. Equipment out of use identified.
NCC001401 | COMPARATOR CLOCK | DIMENSIONAL | N/A | 577-68 | 7830 | 0 - 10 MM | N/A |  | SECTOR 17 | ÁREA SUPRIMENTOS (ESTOQUE 4) | STORED IN RESTRICTED AREA | OUT OF USE | 365 |  |  | -45079.6046 |  | PACKAGED EQUIPMENT, WAITING FOR PROTECT DEFINITION. | Equipment used exclusively in the MI-35M project of the Brazilian Air Force. Project halted by customer decision. Equipment out of use identified.
NCC001402 | WRISTWRITER | TIME | OBEH | CИ8 | N/A | N/A | N/A |  | SECTOR 56 | BANCO DE PROVA - RGB MI-35 | TESTING EQUIPMENT | OUT OF USE | 365 |  |  | -45079.6046 |  | PACKAGED EQUIPMENT, WAITING FOR PROTECT DEFINITION. | Equipment used exclusively in the MI-35M project of the Brazilian Air Force. Project halted by customer decision. Equipment out of use identified.
NCC001403 | VOLTMETER | ELECTRICITY | N/A | N/A | 442302 | 0 - 250V | N/A |  | SECTOR 17 | ÁREA SUPRIMENTOS (ESTOQUE 4) | STORED IN RESTRICTED AREA | OUT OF USE | 365 |  |  | -45079.6046 |  | PACKAGED EQUIPMENT, WAITING FOR PROTECT DEFINITION. | Equipment used exclusively in the MI-35M project of the Brazilian Air Force. Project halted by customer decision. Equipment out of use identified.
NCC001404 | FREQUENCIMETER | ELECTRICITY | N/A | 44160 | 38004 | 350 - 450 HZ | N/A |  | SECTOR 17 | ÁREA SUPRIMENTOS (ESTOQUE 4) | STORED IN RESTRICTED AREA | OUT OF USE | 365 |  |  | -45079.6046 |  | PACKAGED EQUIPMENT, WAITING FOR PROTECT DEFINITION. | Equipment used exclusively in the MI-35M project of the Brazilian Air Force. Project halted by customer decision. Equipment out of use identified.
NCC001405 | VOLTMETER | ELECTRICITY | N/A | N/A | M42301 | 0 - 15V | N/A |  | SECTOR 56 | BANCO DE PROVA - RGB MI-35 | TEST PANEL FOR EJECTOR RACK Б3-УB / HAAMФ.B2.123.001 / CTO-643-0576 ИCП.076 | OUT OF USE | 365 |  |  | -45079.6046 |  | PACKAGED EQUIPMENT, WAITING FOR PROTECT DEFINITION. | Equipment used exclusively in the MI-35M project of the Brazilian Air Force. Project halted by customer decision. Equipment out of use identified.
NCC001406 | VOLTMETER | ELECTRICITY | N/A | N/A | M42301 | 0 - 50 V | N/A |  | SECTOR 56 | BANCO DE PROVA - RGB MI-35 | TEST PANEL FOR EJECTOR RACK Б3-УB / HAAMФ.B2.123.001 / CTO-643-0576 ИCП.076 | OUT OF USE | 365 |  |  | -45079.6046 |  | PACKAGED EQUIPMENT, WAITING FOR PROTECT DEFINITION. | Equipment used exclusively in the MI-35M project of the Brazilian Air Force. Project halted by customer decision. Equipment out of use identified.
NCC001407 | VOLTMETER | ELECTRICITY | N/A | Щ02П | 2540 | 0 - 500V | N/A |  | SECTOR 17 | ÁREA SUPRIMENTOS (ESTOQUE 4) | STORED IN RESTRICTED AREA | OUT OF USE | 365 |  |  | -45079.6046 |  | PACKAGED EQUIPMENT, WAITING FOR PROTECT DEFINITION. | Equipment used exclusively in the MI-35M project of the Brazilian Air Force. Project halted by customer decision. Equipment out of use identified.
NCC001408 | VOLTMETER | ELECTRICITY | N/A | Щ02П | 2539 | 0 - 200V | N/A |  | SECTOR 17 | ÁREA SUPRIMENTOS (ESTOQUE 4) | STORED IN RESTRICTED AREA | OUT OF USE | 365 |  |  | -45079.6046 |  | PACKAGED EQUIPMENT, WAITING FOR PROTECT DEFINITION. | Equipment used exclusively in the MI-35M project of the Brazilian Air Force. Project halted by customer decision. Equipment out of use identified.
NCC001409 | VOLTMETER | ELECTRICITY | N/A | Щ02П | 5759 | N/A | N/A |  | SECTOR 17 | ÁREA SUPRIMENTOS (ESTOQUE 4) | STORED IN RESTRICTED AREA | OUT OF USE | 365 |  |  | -45079.6046 |  | PACKAGED EQUIPMENT, WAITING FOR PROTECT DEFINITION. | Equipment used exclusively in the MI-35M project of the Brazilian Air Force. Project halted by customer decision. Equipment out of use identified.
NCC001410 | TIMER | TIME AND FREQUENCY | N/A | 103TAПOB | A050525 | N/A | N/A | SEM FOTO | SECTOR 56 | BANCO DE PROVA - RGB MI-35 | BENCH 2C.04.00 /CTO-643-0649 ИCП.076 | OUT OF USE | 365 |  |  | -45079.6046 |  | PACKAGED EQUIPMENT, WAITING FOR PROTECT DEFINITION. | Equipment used exclusively in the MI-35M project of the Brazilian Air Force. Project halted by customer decision. Equipment out of use identified.
NCC001411 | MULTIMETER | ELECTRICITY | FLUKE | 106 600V CATIII | 17002976730 | N/A | N/A |  | SECTOR 56 | BANCO DE PROVA - RGB MI-35 | BENCH 2C.04.00 /CTO-643-0649 ИCП.076 | OUT OF USE | 365 |  |  | -45079.6046 |  | PACKAGED EQUIPMENT, WAITING FOR PROTECT DEFINITION. | Equipment used exclusively in the MI-35M project of the Brazilian Air Force. Project halted by customer decision. Equipment out of use identified.
NCC001412 | MANOMETER | PRESSURE | N/A | MA - 250 | 16236K | 0 - 250 KGF/CM² | N/A |  | SECTOR 56 | BANCO DE PROVA - RGB MI-35 | BECH FOR BLOWING OFF PIPELINES, RUBBER-CANVAS SLEEVES AND HOSES HAAMB. | OUT OF USE | 365 |  |  | -45079.6046 |  | PACKAGED EQUIPMENT, WAITING FOR PROTECT DEFINITION. | Equipment used exclusively in the MI-35M project of the Brazilian Air Force. Project halted by customer decision. Equipment out of use identified.
NCC001413 | MANOMETER | PRESSURE | N/A | MA - 10 | 16809K | 0 - 10 KGF/CM² | N/A |  | SECTOR 56 | BANCO DE PROVA - RGB MI-35 | BECH FOR BLOWING OFF PIPELINES, RUBBER-CANVAS SLEEVES AND HOSES HAAMB. | OUT OF USE | 365 |  |  | -45079.6046 |  | PACKAGED EQUIPMENT, WAITING FOR PROTECT DEFINITION. | Equipment used exclusively in the MI-35M project of the Brazilian Air Force. Project halted by customer decision. Equipment out of use identified.
NCC001414 | MANOMETER | PRESSURE | POCMA | IP65 | N/A | 0 - 10 MPA | N/A |  | SECTOR 17 | ÁREA SUPRIMENTOS (ESTOQUE 4) | STORED IN RESTRICTED AREA | OUT OF USE | 365 |  |  | -45079.6046 |  | PACKAGED EQUIPMENT, WAITING FOR PROTECT DEFINITION. | Equipment used exclusively in the MI-35M project of the Brazilian Air Force. Project halted by customer decision. Equipment out of use identified.
NCC001415 | MANOMETER | PRESSURE | POCMA | IP65 | N/A | 0 - 6 MPA | N/A |  | SECTOR 17 | ÁREA SUPRIMENTOS (ESTOQUE 4) | STORED IN RESTRICTED AREA | OUT OF USE | 365 |  |  | -45079.6046 |  | PACKAGED EQUIPMENT, WAITING FOR PROTECT DEFINITION. | Equipment used exclusively in the MI-35M project of the Brazilian Air Force. Project halted by customer decision. Equipment out of use identified.
NCC001416 | MANOMETER | PRESSURE | POCMA | N/A | 2334 | 0 - 4 KГC/CM² | N/A |  | SECTOR 17 | ÁREA SUPRIMENTOS (ESTOQUE 4) | STORED IN RESTRICTED AREA | OUT OF USE | 365 |  |  | -45079.6046 |  | PACKAGED EQUIPMENT, WAITING FOR PROTECT DEFINITION. | Equipment used exclusively in the MI-35M project of the Brazilian Air Force. Project halted by customer decision. Equipment out of use identified.
NCC001417 | MANOMETER | PRESSURE | N/A | TM2 | N/A | 0 - 16 MPA | N/A |  | SECTOR 17 | ÁREA SUPRIMENTOS (ESTOQUE 4) | STORED IN RESTRICTED AREA | OUT OF USE | 365 |  |  | -45079.6046 |  | PACKAGED EQUIPMENT, WAITING FOR PROTECT DEFINITION. | Equipment used exclusively in the MI-35M project of the Brazilian Air Force. Project halted by customer decision. Equipment out of use identified.
NCC001418 | MANOMETER | PRESSURE | N/A | TM2 | N/A | 0 - 40 MPA | N/A |  | SECTOR 17 | ÁREA SUPRIMENTOS (ESTOQUE 4) | STORED IN RESTRICTED AREA | OUT OF USE | 365 |  |  | -45079.6046 |  | PACKAGED EQUIPMENT, WAITING FOR PROTECT DEFINITION. | Equipment used exclusively in the MI-35M project of the Brazilian Air Force. Project halted by customer decision. Equipment out of use identified.
NCC001419 | MANOMETER | PRESSURE | POCMA | TM6 | N/A | 0 - 1.6 MPA | N/A |  | SECTOR 17 | ÁREA SUPRIMENTOS (ESTOQUE 4) | STORED IN RESTRICTED AREA | OUT OF USE | 365 |  |  | -45079.6046 |  | PACKAGED EQUIPMENT, WAITING FOR PROTECT DEFINITION. | Equipment used exclusively in the MI-35M project of the Brazilian Air Force. Project halted by customer decision. Equipment out of use identified.
NCC001420 | MANOMETER | PRESSURE | POCMA | 0 - 1 MPA | 2000 | 0 - 1 MPA | N/A |  | SECTOR 17 | ÁREA SUPRIMENTOS (ESTOQUE 4) | STORED IN RESTRICTED AREA | OUT OF USE | 365 |  |  | -45079.6046 |  | PACKAGED EQUIPMENT, WAITING FOR PROTECT DEFINITION. | Equipment used exclusively in the MI-35M project of the Brazilian Air Force. Project halted by customer decision. Equipment out of use identified.
NCC001421 | MANOMETER | PRESSURE | N/A | N/A | MДM 400 | 0 - 40 MPA | N/A |  | SECTOR 17 | ÁREA SUPRIMENTOS (ESTOQUE 4) | STORED IN RESTRICTED AREA | OUT OF USE | 365 |  |  | -45079.6046 |  | PACKAGED EQUIPMENT, WAITING FOR PROTECT DEFINITION. | Equipment used exclusively in the MI-35M project of the Brazilian Air Force. Project halted by customer decision. Equipment out of use identified.
NCC001422 | MANOMETER | PRESSURE | N/A | N/A | MДM 160 | 0 - 16 MPA | N/A |  | SECTOR 17 | ÁREA SUPRIMENTOS (ESTOQUE 4) | STORED IN RESTRICTED AREA | OUT OF USE | 365 |  |  | -45079.6046 |  | PACKAGED EQUIPMENT, WAITING FOR PROTECT DEFINITION. | Equipment used exclusively in the MI-35M project of the Brazilian Air Force. Project halted by customer decision. Equipment out of use identified.
NCC001423 | TIMER | TIME AND FREQUENCY | AGAT | N/A | N/A | N/A | N/A |  | SECTOR 17 | ÁREA SUPRIMENTOS (ESTOQUE 4) | STORED IN RESTRICTED AREA | OUT OF USE | 365 |  |  | -45079.6046 |  | PACKAGED EQUIPMENT, WAITING FOR PROTECT DEFINITION. | Equipment used exclusively in the MI-35M project of the Brazilian Air Force. Project halted by customer decision. Equipment out of use identified.
NCC001424 | MANOMETER | PRESSURE | BD | TMT53 | N/A | 0 - 120 ° C / 0 - 0.6 MPA | N/A |  | SECTOR 17 | ÁREA SUPRIMENTOS (ESTOQUE 4) | STORED IN RESTRICTED AREA | OUT OF USE | 365 |  |  | -45079.6046 |  | PACKAGED EQUIPMENT, WAITING FOR PROTECT DEFINITION. | Equipment used exclusively in the MI-35M project of the Brazilian Air Force. Project halted by customer decision. Equipment out of use identified.
NCC001425 | WRISTWRITER | TIME | N/A | CИ8 | N/A | N/A | N/A |  | SECTOR 17 | ÁREA SUPRIMENTOS (ESTOQUE 4) | STORED IN RESTRICTED AREA | OUT OF USE | 365 |  |  | -45079.6046 |  | PACKAGED EQUIPMENT, WAITING FOR PROTECT DEFINITION. | Equipment used exclusively in the MI-35M project of the Brazilian Air Force. Project halted by customer decision. Equipment out of use identified.
NCC001426 | MANOMETER | PRESSURE | MTИ | N/A | 2519 | 0 - 400 KPA | N/A |  | SECTOR 17 | ÁREA SUPRIMENTOS (ESTOQUE 4) | STORED IN RESTRICTED AREA | OUT OF USE | 365 |  |  | -45079.6046 |  | PACKAGED EQUIPMENT, WAITING FOR PROTECT DEFINITION. | Equipment used exclusively in the MI-35M project of the Brazilian Air Force. Project halted by customer decision. Equipment out of use identified.
NCC001427 | MANOMETER | PRESSURE | MNT | N/A | 2518 | 0-60 KPA | N/A |  | SECTOR 17 | ÁREA SUPRIMENTOS (ESTOQUE 4) | STORED IN RESTRICTED AREA | OUT OF USE | 365 |  |  | -45079.6046 |  | PACKAGED EQUIPMENT, WAITING FOR PROTECT DEFINITION. | Equipment used exclusively in the MI-35M project of the Brazilian Air Force. Project halted by customer decision. Equipment out of use identified.
NCC001428 | MANOMETER | PRESSURE | POCMA | TMJ/IP65 | N/A | 0-0.4 MPA | N/A |  | SECTOR 17 | ÁREA SUPRIMENTOS (ESTOQUE 4) | STORED IN RESTRICTED AREA | OUT OF USE | 365 |  |  | -45079.6046 |  | PACKAGED EQUIPMENT, WAITING FOR PROTECT DEFINITION. | Equipment used exclusively in the MI-35M project of the Brazilian Air Force. Project halted by customer decision. Equipment out of use identified.
NCC001429 | WATER COLUMN | PRESSURE | N/A | N/A | N/A | 0-3000 MA | N/A |  | SECTOR 17 | ÁREA SUPRIMENTOS (ESTOQUE 4) | STORED IN RESTRICTED AREA | OUT OF USE | 365 |  |  | -45079.6046 |  | PACKAGED EQUIPMENT, WAITING FOR PROTECT DEFINITION. | Equipment used exclusively in the MI-35M project of the Brazilian Air Force. Project halted by customer decision. Equipment out of use identified.
NCC001430 | MANOMETER | PRESSURE | POCMA | IP65/TMS | N/A | 0-04 MPA | N/A |  | SECTOR 17 | ÁREA SUPRIMENTOS (ESTOQUE 4) | STORED IN RESTRICTED AREA | OUT OF USE | 365 |  |  | -45079.6046 |  | PACKAGED EQUIPMENT, WAITING FOR PROTECT DEFINITION. | Equipment used exclusively in the MI-35M project of the Brazilian Air Force. Project halted by customer decision. Equipment out of use identified.
NCC001431 | MANOMETER | PRESSURE | POCMA | IP65/TMS | N/A | 0-1 MPA | N/A |  | SECTOR 17 | ÁREA SUPRIMENTOS (ESTOQUE 4) | STORED IN RESTRICTED AREA | OUT OF USE | 365 |  |  | -45079.6046 |  | PACKAGED EQUIPMENT, WAITING FOR PROTECT DEFINITION. | Equipment used exclusively in the MI-35M project of the Brazilian Air Force. Project halted by customer decision. Equipment out of use identified.
NCC001432 | PRESSURE TRANSMITTER | PRESSURE | N/A | IP65 | 42571150816027400 | 0 - 250 KПA | N/A |  | SECTOR 17 | ÁREA SUPRIMENTOS (ESTOQUE 4) | STORED IN RESTRICTED AREA | OUT OF USE | 365 |  |  | -45079.6046 |  | PACKAGED EQUIPMENT, WAITING FOR PROTECT DEFINITION. | Equipment used exclusively in the MI-35M project of the Brazilian Air Force. Project halted by customer decision. Equipment out of use identified.
NCC001433 | MANOMETER | PRESSURE | CR | TM2 | N/A | 0 - 16 MPA | N/A |  | SECTOR 17 | ÁREA SUPRIMENTOS (ESTOQUE 4) | STORED IN RESTRICTED AREA | OUT OF USE | 365 |  |  | -45079.6046 |  | PACKAGED EQUIPMENT, WAITING FOR PROTECT DEFINITION. | Equipment used exclusively in the MI-35M project of the Brazilian Air Force. Project halted by customer decision. Equipment out of use identified.
NCC001434 | MANOMETER | PRESSURE | CR | TM2 | N/A | 0 - 40 MPA | N/A |  | SECTOR 17 | ÁREA SUPRIMENTOS (ESTOQUE 4) | STORED IN RESTRICTED AREA | OUT OF USE | 365 |  |  | -45079.6046 |  | PACKAGED EQUIPMENT, WAITING FOR PROTECT DEFINITION. | Equipment used exclusively in the MI-35M project of the Brazilian Air Force. Project halted by customer decision. Equipment out of use identified.
NCC001435 | MANOMETER | PRESSURE | POCMA | TM5 / IP65 | N/A | 0 - 16 MPA | N/A |  | SECTOR 17 | ÁREA SUPRIMENTOS (ESTOQUE 4) | STORED IN RESTRICTED AREA | OUT OF USE | 365 |  |  | -45079.6046 |  | PACKAGED EQUIPMENT, WAITING FOR PROTECT DEFINITION. | Equipment used exclusively in the MI-35M project of the Brazilian Air Force. Project halted by customer decision. Equipment out of use identified.
NCC001436 | TEMPERATURE DIGITAL CONTROLLER | TEMPERATURE | OBEH | TM1 | N/A | N/A | N/A |  | SECTOR 17 | ÁREA SUPRIMENTOS (ESTOQUE 4) | STORED IN RESTRICTED AREA | OUT OF USE | 365 |  |  | -45079.6046 |  | PACKAGED EQUIPMENT, WAITING FOR PROTECT DEFINITION. | Equipment used exclusively in the MI-35M project of the Brazilian Air Force. Project halted by customer decision. Equipment out of use identified.
NCC001437 | TEMPERATURE DIGITAL CONTROLLER | TEMPERATURE | OBEH | TM1 | N/A | N/A | N/A |  | SECTOR 17 | ÁREA SUPRIMENTOS (ESTOQUE 4) | STORED IN RESTRICTED AREA | OUT OF USE | 365 |  |  | -45079.6046 |  | PACKAGED EQUIPMENT, WAITING FOR PROTECT DEFINITION. | Equipment used exclusively in the MI-35M project of the Brazilian Air Force. Project halted by customer decision. Equipment out of use identified.
NCC001438 | MANOMETER | PRESSURE | POCMA | IP65/ TM5 | N/A | 0 - 16 MPA | N/A |  | SECTOR 17 | ÁREA SUPRIMENTOS (ESTOQUE 4) | STORED IN RESTRICTED AREA | OUT OF USE | 365 |  |  | -45079.6046 |  | PACKAGED EQUIPMENT, WAITING FOR PROTECT DEFINITION. | Equipment used exclusively in the MI-35M project of the Brazilian Air Force. Project halted by customer decision. Equipment out of use identified.
NCC001439 | MANOMETER | PRESSURE | CR | TM2 | N/A | 0 - 40 MPA | N/A |  | SECTOR 56 | BANCO DE PROVA - RGB MI-35 | BENCH FOR FUSELAGE LEAKAGE TEST-HAAMФ.215.0138.00.00 / CTO-643-0555 UCП.076 | OUT OF USE | 365 |  |  | -45079.6046 |  | PACKAGED EQUIPMENT, WAITING FOR PROTECT DEFINITION. | Equipment used exclusively in the MI-35M project of the Brazilian Air Force. Project halted by customer decision. Equipment out of use identified.
NCC001440 | MANOMETER | PRESSURE | CR | TM2 | N/A | 0 - 16 MPA | N/A |  | SECTOR 56 | BANCO DE PROVA - RGB MI-35 | BENCH FOR FUSELAGE LEAKAGE TEST-HAAMФ.215.0138.00.00 / CTO-643-0555 UCП.076 | OUT OF USE | 365 |  |  | -45079.6046 |  | PACKAGED EQUIPMENT, WAITING FOR PROTECT DEFINITION. | Equipment used exclusively in the MI-35M project of the Brazilian Air Force. Project halted by customer decision. Equipment out of use identified.
NCC001441 | POWER SUPPLY | ELECTRICITY | AKTAKOM | ATH-1063 | N/A | N/A | N/A |  | SECTOR 56 | BANCO DE PROVA - RGB MI-35 | STORANGE BSECTOR 20TERY TROLLEY - HAAMФ.B1.24.004 | OUT OF USE | 365 |  |  | -45079.6046 |  | PACKAGED EQUIPMENT, WAITING FOR PROTECT DEFINITION. | Equipment used exclusively in the MI-35M project of the Brazilian Air Force. Project halted by customer decision. Equipment out of use identified.
NCC001442 | TEMPERSECTOR 20URE SENSOR | TEMPERSECTOR 20URE | N/A | N/A | 7188150407111530 | - 50 ° C TO 180 ° C | N/A |  | SECTOR 56 | BANCO DE PROVA - RGB MI-35 | BENCH FORHYDRAULIC SYTEM RUNNING-HAAMB.07.Y.013.CO / CTO-643-0536 ИCП.076 | OUT OF USE | 365 |  |  | -45079.6046 |  | PACKAGED EQUIPMENT, WAITING FOR PROTECT DEFINITION. | Equipment used exclusively in the MI-35M project of the Brazilian Air Force. Project halted by customer decision. Equipment out of use identified.
NCC001443 | TEMPERSECTOR 20URE SENSOR | TEMPERSECTOR 20URE | N/A | N/A | 7188150407111520 | - 50 ° C TO 180 ° C | N/A |  | SECTOR 56 | BANCO DE PROVA - RGB MI-35 | BENCH FORHYDRAULIC SYTEM RUNNING-HAAMB.07.Y.013.CO / CTO-643-0536 ИCП.076 | OUT OF USE | 365 |  |  | -45079.6046 |  | PACKAGED EQUIPMENT, WAITING FOR PROTECT DEFINITION. | Equipment used exclusively in the MI-35M project of the Brazilian Air Force. Project halted by customer decision. Equipment out of use identified.
NCC001444 | TORQUEMETER | FORCE | NORTHERN | N/A | 1410000214 | 75 - 1500 N. | N/A | CALIBRAVEL\NCC001444.JPG | SECTOR 20 | ÁREA SUPRIMENTOS (ESTOQUE 7) | STORED IN RESTRICTED AREA | OUT OF USE | 365 |  |  | -45079.6046 |  | PACKAGED EQUIPMENT, WAITING FOR PROTECT DEFINITION. | Equipment used exclusively in the MI-35M project of the Brazilian Air Force. Project halted by customer decision. Equipment out of use identified.
NCC001445 | PACHYMETER | DIMENSIONAL | N/A | N/A | 140800277 | 0 - 400 MM | N/A |  | SECTOR 17 | ÁREA SUPRIMENTOS (ESTOQUE 4) | STORED IN RESTRICTED AREA | OUT OF USE | 365 |  |  | -45079.6046 |  | PACKAGED EQUIPMENT, WAITING FOR PROTECT DEFINITION. | Equipment used exclusively in the MI-35M project of the Brazilian Air Force. Project halted by customer decision. Equipment out of use identified.
NCC001446 | ROTARY TABLE SIO-1 | TIME AND FREQUENCY | N/A | ДИГ.764000.001 | 10817 | N/A | N/A |  | SECTOR 56 | BANCO DE PROVA - RGB MI-35 | ELECTRIC ROOM | OUT OF USE | 365 |  |  | -45079.6046 |  | PACKAGED EQUIPMENT, WAITING FOR PROTECT DEFINITION. | Equipment used exclusively in the MI-35M project of the Brazilian Air Force. Project halted by customer decision. Equipment out of use identified.
NCC001447 | VOLTMETER | ELECTRICITY | N/A | Щ02П | 5263 | N/A | N/A |  | SECTOR 17 | ÁREA SUPRIMENTOS (ESTOQUE 4) | STORED IN RESTRICTED AREA | OUT OF USE | 365 |  |  | -45079.6046 |  | BENCH CTO-643-0621 ИCП.076 ARMAMENT ROOM BENCH RIGHT ROOM | Equipment used exclusively in the MI-35M project of the Brazilian Air Force. Project halted by customer decision. Equipment out of use identified.
NCC001448 | AMMETER | ELECTRICITY | N/A | Щ02П | 5262 | 10A / 75MV | N/A |  | SECTOR 17 | ÁREA SUPRIMENTOS (ESTOQUE 4) | STORED IN RESTRICTED AREA | OUT OF USE | 365 |  |  | -45079.6046 |  | ARMAMENT ROOM BENCH RIGHT ROOM BENCH CTO-643-0621 ИCП.076 | Equipment used exclusively in the MI-35M project of the Brazilian Air Force. Project halted by customer decision. Equipment out of use identified.
NCC001449 | VOLTMETER | ELECTRICITY | N/A | Щ02П | 2274 | 0 - 250V | N/A |  | SECTOR 17 | ÁREA SUPRIMENTOS (ESTOQUE 4) | STORED IN RESTRICTED AREA | OUT OF USE | 365 |  |  | -45079.6046 |  | BENCH CTO-643-0621 ИCП.076 ARMAMENT ROOM BENCH RIGHT ROOM | Equipment used exclusively in the MI-35M project of the Brazilian Air Force. Project halted by customer decision. Equipment out of use identified.
NCC001450 | AMMETER | ELECTRICITY | N/A | Щ02П | 2273 | 20A / 5A (400HZ) | N/A |  | SECTOR 17 | ÁREA SUPRIMENTOS (ESTOQUE 4) | STORED IN RESTRICTED AREA | OUT OF USE | 365 |  |  | -45079.6046 |  | BENCH CTO-643-0621 ИCП.076 ARMAMENT ROOM BENCH RIGHT ROOM | Equipment used exclusively in the MI-35M project of the Brazilian Air Force. Project halted by customer decision. Equipment out of use identified.
NCC001451 | VOLTMETER | ELECTRICITY | N/A | Щ02П | 2272 | 0 - 150V | N/A |  | SECTOR 17 | ÁREA SUPRIMENTOS (ESTOQUE 4) | STORED IN RESTRICTED AREA | OUT OF USE | 365 |  |  | -45079.6046 |  | BENCH CTO-643-0621 ИCП.076 ARMAMENT ROOM BENCH RIGHT ROOM | Equipment used exclusively in the MI-35M project of the Brazilian Air Force. Project halted by customer decision. Equipment out of use identified.
NCC001452 | AMMETER | ELECTRICITY | N/A | Щ02П | 2275 | 0 - 5,000A | N/A |  | SECTOR 17 | ÁREA SUPRIMENTOS (ESTOQUE 4) | STORED IN RESTRICTED AREA | OUT OF USE | 365 |  |  | -45079.6046 |  | BENCH CTO-643-0621 ИCП.076 ARMAMENT ROOM BENCH RIGHT ROOM | Equipment used exclusively in the MI-35M project of the Brazilian Air Force. Project halted by customer decision. Equipment out of use identified.
NCC001453 | FREQUENCIMETER | FREQUENCY | GWIMSTEK | GFC813-H | GCQ884110 | N/A | N/A |  | SECTOR 17 | ÁREA SUPRIMENTOS (ESTOQUE 4) | STORED IN RESTRICTED AREA | OUT OF USE | 365 |  |  | -45079.6046 |  | BENCH CTO-643-0621 ИCП.076 ARMAMENT ROOM BENCH RIGHT ROOM | Equipment used exclusively in the MI-35M project of the Brazilian Air Force. Project halted by customer decision. Equipment out of use identified.
NCC001454 | MANOMETER | PRESSURE | N/A | N/A | 903004 | 0 - 150 PSI / 0 - 1 MPA | N/A |  | SECTOR 17 | ÁREA SUPRIMENTOS (ESTOQUE 4) | STORED IN RESTRICTED AREA | OUT OF USE | 365 |  |  | -45079.6046 |  | AIRLINE LEFT WALL | Equipment used exclusively in the MI-35M project of the Brazilian Air Force. Project halted by customer decision. Equipment out of use identified.
NCC001455 | TEMPERATURE DIGITAL CONTROLLER? | TEMPERATURE | N/A | N/A | N/A | N/A | N/A |  | SECTOR 17 | ÁREA SUPRIMENTOS (ESTOQUE 4) | STORED IN RESTRICTED AREA | OUT OF USE | 365 |  |  | -45079.6046 |  | SUPPLY COMPRESSOR LEFT WALL BECH FOR FUSELAGE LEAKAGE TEST | Equipment used exclusively in the MI-35M project of the Brazilian Air Force. Project halted by customer decision. Equipment out of use identified.
NCC001456 | AMMETER | ELECTRICITY | N/A | N/A | N/A | 0 - 5 X10 | N/A |  | SECTOR 17 | ÁREA SUPRIMENTOS (ESTOQUE 4) | STORED IN RESTRICTED AREA | OUT OF USE | 365 |  |  | -45079.6046 |  | SECOND FLOOR LEFT ROOM CASE (INSTALLATION SN: 464822) | Equipment used exclusively in the MI-35M project of the Brazilian Air Force. Project halted by customer decision. Equipment out of use identified.
NCC001457 | VIBRATION SENSOR | VIBRATION | N/A | N/A | SK-688 | 0 - 10% X10 | 10- 10% X10 |  | SECTOR 17 | ÁREA SUPRIMENTOS (ESTOQUE 4) | STORED IN RESTRICTED AREA | OUT OF USE | 365 |  |  | -45079.6046 |  | SECOND FLOOR LEFT ROOM CASE (INSTALLATION SN: 464822) | Equipment used exclusively in the MI-35M project of the Brazilian Air Force. Project halted by customer decision. Equipment out of use identified.
NCC001458 | LOAD INDICATOR | WEIGHT | UNIGRAM | WI-19S | A585W19S012 | N/A | N/A |  | SECTOR 17 | ÁREA SUPRIMENTOS (ESTOQUE 4) | STORED IN RESTRICTED AREA | OUT OF USE | 365 |  |  | -45079.6046 |  | LEFT WALL BENCH BOX (PUSHER DYNAMOMETER 60H - 6007/0034) | Equipment used exclusively in the MI-35M project of the Brazilian Air Force. Project halted by customer decision. Equipment out of use identified.
NCC001459 | CARGO CELL | WEIGHT | N/A | 101AH | 9912130267 | 10 KG | N/A |  | SECTOR 17 | ÁREA SUPRIMENTOS (ESTOQUE 4) | STORED IN RESTRICTED AREA | OUT OF USE | 365 |  |  | -45079.6046 |  | LEFT WALL BENCH BOX (PUSHER DYNAMOMETER 60H - 6007/0034) | Equipment used exclusively in the MI-35M project of the Brazilian Air Force. Project halted by customer decision. Equipment out of use identified.
NCC001460 | LOAD INDICATOR | WEIGHT | UNIGRAM | WI-19S | A585W19S030 | N/A | N/A |  | SECTOR 17 | ÁREA SUPRIMENTOS (ESTOQUE 4) | STORED IN RESTRICTED AREA | OUT OF USE | 365 |  |  | -45079.6046 |  | LEFT WALL BENCH BOX (DYNAMOMETER WITH READING INDICATION 6007/0078-4) | Equipment used exclusively in the MI-35M project of the Brazilian Air Force. Project halted by customer decision. Equipment out of use identified.
NCC001461 | CARGO CELL | WEIGHT | N/A | 101AH | 9912130327 | 10 KG | N/A |  | SECTOR 17 | ÁREA SUPRIMENTOS (ESTOQUE 4) | STORED IN RESTRICTED AREA | OUT OF USE | 365 |  |  | -45079.6046 |  | LEFT WALL BENCH BOX (DYNAMOMETER WITH READING INDICATION 6007/0078-4) | Equipment used exclusively in the MI-35M project of the Brazilian Air Force. Project halted by customer decision. Equipment out of use identified.
NCC001462 | TIMER | TIME AND FREQUENCY | N/A | C-01 | 401196 | N/A | N/A | CALIBRAVEL\NCC001462.JPG | SECTOR 17 | ÁREA SUPRIMENTOS (ESTOQUE 4) | STORED IN RESTRICTED AREA | OUT OF USE | 365 |  |  | -45079.6046 |  | ARMAMENT ROOM BENCH ROOM BAG FOR HARNESSES - 214.1244.000.00.02 | Equipment used exclusively in the MI-35M project of the Brazilian Air Force. Project halted by customer decision. Equipment out of use identified.
NCC001463 | MANOMETER | PRESSURE | N/A | MA-10 | 1762 | 0 - 100 KGF/CM² | N/A |  | SECTOR 17 | ÁREA SUPRIMENTOS (ESTOQUE 4) | STORED IN RESTRICTED AREA | OUT OF USE | 365 |  |  | -45079.6046 |  | LEFT PARDE BENCH BOX - DEVICE FR CHARGING AIRCRAFT. HYDRAULUC BATTERIES. LG SHOCK STRUTS AND WHELS INNER TUBE DWG B246-9910-00-SN: A-407 | Equipment used exclusively in the MI-35M project of the Brazilian Air Force. Project halted by customer decision. Equipment out of use identified.
NCC001467 | DIGITAL SUSPENDED BALANCE | WEIGHT | MIBSE | BH-T-30-10 | 53 | N/A | N/A |  | SECTOR 56 | BANCO DE PROVA - RGB MI-35 | BOX - DYNAMOMETER 250H - 6007/0066 | OUT OF USE | 365 |  |  | -45079.6046 |  | PACKAGED EQUIPMENT, WAITING FOR PROTECT DEFINITION. | Equipment used exclusively in the MI-35M project of the Brazilian Air Force. Project halted by customer decision. Equipment out of use identified.
NCC001468 | TORQUE MULTIPLIER | FORCE | NORGAM | N/A | NTM37-450-168 | 275 - 4500 N.M | N/A |  | SECTOR 17 | ÁREA SUPRIMENTOS (ESTOQUE 4) | STORED IN RESTRICTED AREA | OUT OF USE | 365 |  |  | -45079.6046 |  | LEFT PARDE BENCH | Equipment used exclusively in the MI-35M project of the Brazilian Air Force. Project halted by customer decision. Equipment out of use identified.
NCC001469 | COMPARATOR CLOCK | DIMENSIONAL | N/A | ГOCT-577-65 | N/A | 0 - 2 MM | N/A | CALIBRAVEL\NCC001469.JPG | SECTOR 17 | ÁREA SUPRIMENTOS (ESTOQUE 4) | STORED IN RESTRICTED AREA | OUT OF USE | 365 |  |  | -45079.6046 |  | SECOND FLOOR RIGHT ROOM | Equipment used exclusively in the MI-35M project of the Brazilian Air Force. Project halted by customer decision. Equipment out of use identified.
NCC001470 | DIGITAL SUSPENDED BALANCE | WEIGHT | MIBSE | BH-T-30-10 | 46 | N/A | N/A |  | SECTOR 17 | ÁREA SUPRIMENTOS (ESTOQUE 4) | STORED IN RESTRICTED AREA | OUT OF USE | 365 |  |  | -45079.6046 |  | LEFT PARDE BENCH | Equipment used exclusively in the MI-35M project of the Brazilian Air Force. Project halted by customer decision. Equipment out of use identified.
NCC001471 | LOAD INDICSECTOR 20OR | WEIGHT | UNIGRAM | WI-19S | A585W19S028 | N/A | N/A | CALIBRAVEL\NCC001471.JPG | SECTOR 20 | ÁREA SUPRIMENTOS (ESTOQUE 7) | SINGLE BOX | OUT OF USE | 365 |  |  | -45079.6046 |  | PACKAGED EQUIPMENT, WAITING FOR PROTECT DEFINITION. | Equipment used exclusively in the MI-35M project of the Brazilian Air Force. Project halted by customer decision. Equipment out of use identified.
NCC001472 | CARGO CELL | WEIGHT | N/A | 101BH-200KG | 78485 | 200 KG | N/A | CALIBRAVEL\NCC001472.JPG | SECTOR 20 | ÁREA SUPRIMENTOS (ESTOQUE 7) | SINGLE BOX | OUT OF USE | 365 |  |  | -45079.6046 |  | PACKAGED EQUIPMENT, WAITING FOR PROTECT DEFINITION. | Equipment used exclusively in the MI-35M project of the Brazilian Air Force. Project halted by customer decision. Equipment out of use identified.
NCC001473 | COMPARATOR CLOCK | DIMENSIONAL | N/A | N/A | 0 - 10 MM | 178760 | N/A | CALIBRAVEL\NCC001473.JPG | SECTOR 17 | ÁREA SUPRIMENTOS (ESTOQUE 4) | STORED IN RESTRICTED AREA | OUT OF USE | 365 |  |  | -45079.6046 |  | LEFT WALL BENCH | Equipment used exclusively in the MI-35M project of the Brazilian Air Force. Project halted by customer decision. Equipment out of use identified.
NCC001474 | DIGITAL SUSPENDED BALANCE | WEIGHT | MIBSE | BH-T-30-10 | 50 | N/A | N/A |  | SECTOR 56 | BANCO DE PROVA - RGB MI-35 | BOX - DYNAMOMETER 10H - 6007/0062 | OUT OF USE | 365 |  |  | -45079.6046 |  | PACKAGED EQUIPMENT, WAITING FOR PROTECT DEFINITION. | Equipment used exclusively in the MI-35M project of the Brazilian Air Force. Project halted by customer decision. Equipment out of use identified.
NCC001475 | LOAD INDICATOR | WEIGHT | UNIGRAM | WI-19S | A58W19S039 | N/A | N/A |  | SECTOR 17 | ÁREA SUPRIMENTOS (ESTOQUE 4) | STORED IN RESTRICTED AREA | OUT OF USE | 365 |  |  | -45079.6046 |  | LEFT PARDE BENCH | Equipment used exclusively in the MI-35M project of the Brazilian Air Force. Project halted by customer decision. Equipment out of use identified.
NCC001476 | CARGO CELL | WEIGHT | N/A | 11AHG | 9912130119 | N/A | N/A |  | SECTOR 17 | ÁREA SUPRIMENTOS (ESTOQUE 4) | STORED IN RESTRICTED AREA | OUT OF USE | 365 |  |  | -45079.6046 |  | LEFT WALL BENCH | Equipment used exclusively in the MI-35M project of the Brazilian Air Force. Project halted by customer decision. Equipment out of use identified.
NCC001477 | DIGITAL SCALE | WEIGHT | SKYRC | IMAX B6ACVS | 436090 | N/A | N/A |  | SECTOR 17 | ÁREA SUPRIMENTOS (ESTOQUE 4) | STORED IN RESTRICTED AREA | OUT OF USE | 365 |  |  | -45079.6046 |  | ARMAMENT ROOM BENCH RIGHT ROOM | Equipment used exclusively in the MI-35M project of the Brazilian Air Force. Project halted by customer decision. Equipment out of use identified.
NCC001478 | MANOMETER | PRESSURE | N/A | ГOCT13837-79 Nº65 | N/A | 0 - 1 KN | N/A | CALIBRAVEL\NCC001478.JPG | SECTOR 20 | ÁREA SUPRIMENTOS (ESTOQUE 7) | OUT OF SERVICE EQUIPMENT ROOM | OUT OF USE | 365 |  |  | -45079.6046 |  | PACKAGED EQUIPMENT, WAITING FOR PROTECT DEFINITION. | Equipment used exclusively in the MI-35M project of the Brazilian Air Force. Project halted by customer decision. Equipment out of use identified.
NCC001479 | MANOMETER | PRESSURE | N/A | ГOCT13837-79 Nº65 | N/A | 0 - 1 KN | N/A | CALIBRAVEL\NCC001479.JPG | SECTOR 20 | ÁREA SUPRIMENTOS (ESTOQUE 7) | OUT OF SERVICE EQUIPMENT ROOM | OUT OF USE | 365 |  |  | -45079.6046 |  | PACKAGED EQUIPMENT, WAITING FOR PROTECT DEFINITION. | Equipment used exclusively in the MI-35M project of the Brazilian Air Force. Project halted by customer decision. Equipment out of use identified.
NCC001480 | COMPARSECTOR 20OR CLOCK | DIMENSIONAL | N/A | N/A | 54234 | 0 - 10 MM | N/A |  | SECTOR 20 | ÁREA SUPRIMENTOS (ESTOQUE 7) | SINGLE BOX - SECOND FLOOR | OUT OF USE | 365 |  |  | -45079.6046 |  | PACKAGED EQUIPMENT, WAITING FOR PROTECT DEFINITION. | Equipment used exclusively in the MI-35M project of the Brazilian Air Force. Project halted by customer decision. Equipment out of use identified.
NCC001481 | PULSE COUNTER | TEMPERATURE | OBEH | N/A | 31965170432106300 | N/A | N/A |  | SECTOR 17 | ÁREA SUPRIMENTOS (ESTOQUE 4) | STORED IN RESTRICTED AREA | OUT OF USE | 365 |  |  | -45079.6046 |  | SECOND FLOOR RIGHT ROOM | Equipment used exclusively in the MI-35M project of the Brazilian Air Force. Project halted by customer decision. Equipment out of use identified.
NCC001482 | MANOMETER | PRESSURE | N/A | MДM-100 | N/A | 0 - 10 MPA | N/A |  | SECTOR 17 | ÁREA SUPRIMENTOS (ESTOQUE 4) | STORED IN RESTRICTED AREA | OUT OF USE | 365 |  |  | -45079.6046 |  | SECOND FLOOR LEFT ROOM | Equipment used exclusively in the MI-35M project of the Brazilian Air Force. Project halted by customer decision. Equipment out of use identified.
NCC001483 | MANOMETER | PRESSURE | N/A | MДM-100 | N/A | 0 - 25 MPA | N/A |  | SECTOR 17 | ÁREA SUPRIMENTOS (ESTOQUE 4) | STORED IN RESTRICTED AREA | OUT OF USE | 365 |  |  | -45079.6046 |  | SECOND FLOOR LEFT ROOM | Equipment used exclusively in the MI-35M project of the Brazilian Air Force. Project halted by customer decision. Equipment out of use identified.
NCC001484 | MANOMETER | PRESSURE | POCMA | TM5 / IP65 | N/A | 0 - 6 MPA | N/A |  | SECTOR 17 | ÁREA SUPRIMENTOS (ESTOQUE 4) | STORED IN RESTRICTED AREA | OUT OF USE | 365 |  |  | -45079.6046 |  | SECOND FLOOR LEFT ROOM | Equipment used exclusively in the MI-35M project of the Brazilian Air Force. Project halted by customer decision. Equipment out of use identified.
NCC001485 | MANOMETER | PRESSURE | POCMA | TM5 / IP65 | N/A | 0 - 6 MPA | N/A |  | SECTOR 17 | ÁREA SUPRIMENTOS (ESTOQUE 4) | STORED IN RESTRICTED AREA | OUT OF USE | 365 |  |  | -45079.6046 |  | SECOND FLOOR LEFT ROOM | Equipment used exclusively in the MI-35M project of the Brazilian Air Force. Project halted by customer decision. Equipment out of use identified.
NCC001486 | MANOMETER | PRESSURE | POCMA | TM5 / IP65 | 64077 | 0 - 6 MPA | N/A |  | SECTOR 17 | ÁREA SUPRIMENTOS (ESTOQUE 4) | STORED IN RESTRICTED AREA | OUT OF USE | 365 |  |  | -45079.6046 |  | SECOND FLOOR LEFT ROOM | Equipment used exclusively in the MI-35M project of the Brazilian Air Force. Project halted by customer decision. Equipment out of use identified.
NCC001487 | MANOMETER | PRESSURE | POCMA | TM5 / IP65 | 64078 | 0 - 6 MPA | N/A |  | SECTOR 17 | ÁREA SUPRIMENTOS (ESTOQUE 4) | STORED IN RESTRICTED AREA | OUT OF USE | 365 |  |  | -45079.6046 |  | SECOND FLOOR LEFT ROOM | Equipment used exclusively in the MI-35M project of the Brazilian Air Force. Project halted by customer decision. Equipment out of use identified.
NCC001488 | AMMETER | ELECTRICITY | N/A | N/A | M42301 | 0 - 1 MA | N/A |  | SECTOR 17 | ÁREA SUPRIMENTOS (ESTOQUE 4) | STORED IN RESTRICTED AREA | OUT OF USE | 365 |  |  | -45079.6046 |  | SECOND FLOOR LEFT ROOM SN CASE: 02179122 | Equipment used exclusively in the MI-35M project of the Brazilian Air Force. Project halted by customer decision. Equipment out of use identified.
NCC001489 | VOLTMETER | ELECTRICITY | N/A | N/A | N1 | 0 - 3 V | N/A |  | SECTOR 17 | ÁREA SUPRIMENTOS (ESTOQUE 4) | STORED IN RESTRICTED AREA | OUT OF USE | 365 |  |  | -45079.6046 |  | SECOND FLOOR LEFT ROOM SN CASE: 02179121 | Equipment used exclusively in the MI-35M project of the Brazilian Air Force. Project halted by customer decision. Equipment out of use identified.
NCC001490 | VOLTMETER | ELECTRICITY | N/A | N/A | N2 | 0 - 3 V | N/A |  | SECTOR 17 | ÁREA SUPRIMENTOS (ESTOQUE 4) | STORED IN RESTRICTED AREA | OUT OF USE | 365 |  |  | -45079.6046 |  | SECOND FLOOR LEFT ROOM SN CASE: 02179121 | Equipment used exclusively in the MI-35M project of the Brazilian Air Force. Project halted by customer decision. Equipment out of use identified.
NCC001491 | VOLTMETER | ELECTRICITY | N/A | N/A | M42300 | 0 - 30 V | N/A |  | SECTOR 17 | ÁREA SUPRIMENTOS (ESTOQUE 4) | STORED IN RESTRICTED AREA | OUT OF USE | 365 |  |  | -45079.6046 |  | SECOND FLOOR LEFT ROOM SN CASE: 02179120 | Equipment used exclusively in the MI-35M project of the Brazilian Air Force. Project halted by customer decision. Equipment out of use identified.
NCC001492 | AMMETER | ELECTRICITY | N/A | N/A | 1100704 | 0 - 1 A | N/A |  | SECTOR 17 | ÁREA SUPRIMENTOS (ESTOQUE 4) | STORED IN RESTRICTED AREA | OUT OF USE | 365 |  |  | -45079.6046 |  | SECOND FLOOR LEFT ROOM SN CASE: 02179120 | Equipment used exclusively in the MI-35M project of the Brazilian Air Force. Project halted by customer decision. Equipment out of use identified.
NCC001493 | VOLTMETER | ELECTRICITY | N/A | N/A | 1100147 | 0 - 50 V | N/A |  | SECTOR 17 | ÁREA SUPRIMENTOS (ESTOQUE 4) | STORED IN RESTRICTED AREA | OUT OF USE | 365 |  |  | -45079.6046 |  | SECOND FLOOR LEFT ROOM SN CASE: 02179120 | Equipment used exclusively in the MI-35M project of the Brazilian Air Force. Project halted by customer decision. Equipment out of use identified.
NCC001494 | VOLTMETER | ELECTRICITY | N/A | Щ02П | 2422 | N/A | N/A |  | SECTOR 17 | ÁREA SUPRIMENTOS (ESTOQUE 4) | STORED IN RESTRICTED AREA | OUT OF USE | 365 |  |  | -45079.6046 |  | SECOND FLOOR LEFT ROOM CASE - DEVICE FOR MEASUREMENT OF MГB -1CУ ELECTRIC NULLS HAФ.B2.01.007 | Equipment used exclusively in the MI-35M project of the Brazilian Air Force. Project halted by customer decision. Equipment out of use identified.
NCC001495 | VOLTMETER | ELECTRICITY | N/A | N/A | M42300 | 0 - 30 V | N/A |  | SECTOR 20 | ÁREA SUPRIMENTOS (ESTOQUE 7) | CASE - MEASURING PANEL ПC11-02 - SN: Б045 | OUT OF USE | 365 |  |  | -45079.6046 |  | PACKAGED EQUIPMENT, WAITING FOR PROTECT DEFINITION. | Equipment used exclusively in the MI-35M project of the Brazilian Air Force. Project halted by customer decision. Equipment out of use identified.
NCC001496 | AMMETER | ELECTRICITY | N/A | N/A | M42609 | 0 - 10 Μ TO X 10 | N/A |  | SECTOR 17 | ÁREA SUPRIMENTOS (ESTOQUE 4) | STORED IN RESTRICTED AREA | OUT OF USE | 365 |  |  | -45079.6046 |  | SECOND FLOOR LEFT ROOM CONTROL CASE PANEL OF CПУ-8 AMPLIFICATION PATH HAФ.6384.0598-CTO-643-0525 ИCП.076 | Equipment used exclusively in the MI-35M project of the Brazilian Air Force. Project halted by customer decision. Equipment out of use identified.
NCC001497 | INSTRUMENT | ELECTRICITY | N/A | N/A | N/A | N/A | N/A |  | SECTOR 17 | ÁREA SUPRIMENTOS (ESTOQUE 4) | STORED IN RESTRICTED AREA | OUT OF USE | 365 |  |  | -45079.6046 |  | SECOND FLOOR LEFT ROOM CHECKOUT EQUIPMENT - SN: 316004 | Equipment used exclusively in the MI-35M project of the Brazilian Air Force. Project halted by customer decision. Equipment out of use identified.
NCC001498 | MANOMETER | PRESSURE | N/A | N/A | 1151071 | N/A | N/A |  | SECTOR 17 | ÁREA SUPRIMENTOS (ESTOQUE 4) | STORED IN RESTRICTED AREA | OUT OF USE | 365 |  |  | -45079.6046 |  | SECOND FLOOR LEFT ROOM CASE - KПA - ПBA SNº 1051717 | Equipment used exclusively in the MI-35M project of the Brazilian Air Force. Project halted by customer decision. Equipment out of use identified.
NCC001499 | MANOMETER | PRESSURE | N/A | TMB5 / IP65 | N/A | 0 - 0.5 MPA | N/A |  | SECTOR 17 | ÁREA SUPRIMENTOS (ESTOQUE 4) | STORED IN RESTRICTED AREA | OUT OF USE | 365 |  |  | -45079.6046 |  | LEFT WALL PUMP | Equipment used exclusively in the MI-35M project of the Brazilian Air Force. Project halted by customer decision. Equipment out of use identified.
NCC001500 | MANOMETER | PRESSURE | N/A | TM5 / IP65 | N/A | 0 - 0.6 MPA | N/A |  | SECTOR 17 | ÁREA SUPRIMENTOS (ESTOQUE 4) | STORED IN RESTRICTED AREA | OUT OF USE | 365 |  |  | -45079.6046 |  | LEFT WALL PUMP | Equipment used exclusively in the MI-35M project of the Brazilian Air Force. Project halted by customer decision. Equipment out of use identified.
NCC001501 | MANOMETER | PRESSURE | N/A | ГOCT13837-79 NO. 81 | N/A | 0 - 1 KN | N/A | CALIBRAVEL\NCC001501.JPG | SECTOR 20 | ÁREA SUPRIMENTOS (ESTOQUE 7) | OUT OF SERVICE EQUIPMENT ROOM | OUT OF USE | 365 |  |  | -45079.6046 |  | PACKAGED EQUIPMENT, WAITING FOR PROTECT DEFINITION. | Equipment used exclusively in the MI-35M project of the Brazilian Air Force. Project halted by customer decision. Equipment out of use identified.
NCC001502 | PACHYMETER | DIMENSIONAL | N/A | N/A | N/A | 0 - 80 " | N/A | CALIBRAVEL\NCC001502.JPG | SECTOR 20 | ÁREA SUPRIMENTOS (ESTOQUE 7) | OUT OF SERVICE EQUIPMENT ROOM | OUT OF USE | 365 |  |  | -45079.6046 |  | PACKAGED EQUIPMENT, WAITING FOR PROTECT DEFINITION. | Equipment used exclusively in the MI-35M project of the Brazilian Air Force. Project halted by customer decision. Equipment out of use identified.
NCC001503 | PACHYMETER | DIMENSIONAL | N/A | N/A | 80009 | 0 - 40 " | N/A | CALIBRAVEL\NCC001503 1.JPG | SECTOR 40 | USINAGEM | MACHINING | IN USE | 365 | 2023-03-15 | 2024-03-15 | 286.3954 | MEDIÇÃO | IN SECTOR | CALIBRATION PERFORMED
NCC001504 | TORQUEMETER | FORCE | GEDORE | N/A | 4549-05 | 5 - 50 N.M / 4 - 37LBF.FT | N/A | CALIBRAVEL\NCC001504.JPG | SECTOR 20 | ÁREA SUPRIMENTOS (ESTOQUE 7) | OUT OF SERVICE EQUIPMENT ROOM | OUT OF USE | 365 |  |  | -45079.6046 |  | PACKAGED EQUIPMENT, WAITING FOR PROTECT DEFINITION. | Equipment used exclusively in the MI-35M project of the Brazilian Air Force. Project halted by customer decision. Equipment out of use identified.
NCC001505 | MANOMETER | PRESSURE | POCMA | TM5 / IP54 | N/A | 0 - 16 MPA | N/A |  | SECTOR 20 | ÁREA SUPRIMENTOS (ESTOQUE 7) | OUT OF SERVICE EQUIPMENT ROOM | OUT OF USE | 365 |  |  | -45079.6046 |  | PACKAGED EQUIPMENT, WAITING FOR PROTECT DEFINITION. | Equipment used exclusively in the MI-35M project of the Brazilian Air Force. Project halted by customer decision. Equipment out of use identified.
NCC001506 | MANOMETER | PRESSURE | N/A | ГOCT13837-79 | N28 | 0 - 1 KN | N/A | CALIBRAVEL\NCC001506.JPG | SECTOR 20 | ÁREA SUPRIMENTOS (ESTOQUE 7) | OUT OF SERVICE EQUIPMENT ROOM | OUT OF USE | 365 |  |  | -45079.6046 |  | PACKAGED EQUIPMENT, WAITING FOR PROTECT DEFINITION. | Equipment used exclusively in the MI-35M project of the Brazilian Air Force. Project halted by customer decision. Equipment out of use identified.
NCC001507 | MICROMETER | DIMENSIONAL | N/A | MK-25 0.01KAM1 | 13031963 | 0 - 25 MM | N/A | CALIBRAVEL\NCC001507.JPG | SECTOR 56 | BANCO DE PROVA - RGB MI-35 | WOODEN BOX 11 | OUT OF USE | 365 |  |  | -45079.6046 |  | PACKAGED EQUIPMENT, WAITING FOR PROTECT DEFINITION. | Equipment used exclusively in the MI-35M project of the Brazilian Air Force. Project halted by customer decision. Equipment out of use identified.
NCC001508 | COMPARSECTOR 20OR CLOCK | DIMENSIONAL | N/A | ГOCT57768 | 69783 | 0 - 10 MM | N/A | CALIBRAVEL\NCC001508.JPG | SECTOR 20 | ÁREA SUPRIMENTOS (ESTOQUE 7) | MOBILE SHELF - NEXT TO THE REPAIR SUPERVISORY ROOM | OUT OF USE | 365 |  |  | -45079.6046 |  | PACKAGED EQUIPMENT, WAITING FOR PROTECT DEFINITION. | Equipment used exclusively in the MI-35M project of the Brazilian Air Force. Project halted by customer decision. Equipment out of use identified.
NCC001509 | TEMPERSECTOR 20URE CONTROLLER | TEMPERSECTOR 20URE | TEPMUM | TC-100П-3 | 15479 | - 180 TO 200 ° C | N/A | CALIBRAVEL\NCC001509.JPG | SECTOR 20 | ÁREA SUPRIMENTOS (ESTOQUE 7) | OUT OF SERVICE EQUIPMENT ROOM | OUT OF USE | 365 |  |  | -45079.6046 |  | PACKAGED EQUIPMENT, WAITING FOR PROTECT DEFINITION. | Equipment used exclusively in the MI-35M project of the Brazilian Air Force. Project halted by customer decision. Equipment out of use identified.
NCC001510 | CARGO CELL | FORCE | N/A | 101-AH | 9912130332 (0784870 | 10KG | N/A |  | SECTOR 17 | ÁREA SUPRIMENTOS (ESTOQUE 4) | STORED IN RESTRICTED AREA | OUT OF USE | 365 |  |  | -45079.6046 |  | SECOND FLOOR RIGHT ROOM | Equipment used exclusively in the MI-35M project of the Brazilian Air Force. Project halted by customer decision. Equipment out of use identified.
NCC001511 | LOAD INDICATOR | FORCE | N/A | WI-19S | A585W19S042 | N/A | N/A |  | SECTOR 17 | ÁREA SUPRIMENTOS (ESTOQUE 4) | STORED IN RESTRICTED AREA | OUT OF USE | 365 |  |  | -45079.6046 |  | SECOND FLOOR RIGHT ROOM | Equipment used exclusively in the MI-35M project of the Brazilian Air Force. Project halted by customer decision. Equipment out of use identified.
NCC001512 | TEMPERSECTOR 20URE SENSOR | TEMPERSECTOR 20URE | N/A | N/A | 70069130907278304 | - 50 TO 150 ° C | N/A |  | SECTOR 20 | ÁREA SUPRIMENTOS (ESTOQUE 7) | BP-REDUCTOR | OUT OF USE | 365 |  |  | -45079.6046 |  | PACKAGED EQUIPMENT, WAITING FOR PROTECT DEFINITION. | Equipment used exclusively in the MI-35M project of the Brazilian Air Force. Project halted by customer decision. Equipment out of use identified.
NCC001513 | POWER SUPPLY | ELECTRICITY | N/A | APS-3030 | 120949 | N/A | N/A | CALIBRAVEL\NCC001513.JPG | SECTOR 20 | ÁREA SUPRIMENTOS (ESTOQUE 7) | ANCIENT PROPELLER | OUT OF USE | 365 | 2021-09-13 | 2022-09-13 | -262.6046 |  | . LEFT SIDE ELETROCSHKFF HAAMФ.215.0160.00000.50
NCC001514 | MANOMETER | PRESSURE | CAMOZZI | EN837-1 | N/A | 0 - 10 BAR / 0 - 120 PSI | N/A | CALIBRAVEL\NCC001514.JPG | SECTOR 20 | ÁREA SUPRIMENTOS (ESTOQUE 7) | ANCIENT PROPELLER | OUT OF USE | 365 | 2021-09-13 | 2022-09-13 | -262.6046 |  | . BENCH LEFT SIDE CTO-643-0645 ИCП.076
NCC001515 | AMMETER | ELECTRICITY | N/A | SC-1 (90V 5A) | 400-111-3688 | N/A | N/A |  | SECTOR 20 | ÁREA SUPRIMENTOS (ESTOQUE 7) | BP-VK | OUT OF USE | 365 |  |  | -45079.6046 |  | PACKAGED EQUIPMENT, WAITING FOR PROTECT DEFINITION. | Equipment used exclusively in the MI-35M project of the Brazilian Air Force. Project halted by customer decision. Equipment out of use identified.
NCC001516 | POWER SUPPLY | ELECTRICITY | AKTAKOM | APS-3310 | N/A | 0 - 30ACC / 0 - 30 VCC / | N/A | CALIBRAVEL\NCC001516.JPG | SECTOR 27 | TESTE ELÉTRICO | TECH FOR PNEUMATIC UNITS TESTING -HAФ.215.0250.000.00 -CTO -643-0635 ИCП.076 | IN USE | 365 | 2022-05-06 | 2023-05-06 | -27.6046 | MEDIÇÃO | ELECTRICAL TEST ROOM BORROWED WITH WESLEY 11/03/22 | Enviado a Médição dia 11/05/23
NCC001517 | MANOMETER | PRESSURE | POCMA | IP65 / TM5 | N/A | 0 - 1.6 MPA | N/A | CALIBRAVEL\NCC001517.JPG | SECTOR 29 | SALA DE MÁQUINAS | EQUIPMENT TAGGED AS OUT OF SERVICE | OUT OF USE | 365 |  |  | -45079.6046 | MEDIÇÃO | PACKAGED EQUIPMENT, WAITING FOR PROTECT DEFINITION. | Equipment used exclusively in the MI-35M project of the Brazilian Air Force. Project halted by customer decision. Equipment out of use identified.
NCC001518 | MANOMETER | PRESSURE | POCMA | IP65 / TM5 | N/A | 0 - 40 MPA | N/A | CALIBRAVEL\NCC001518.JPG | SECTOR 29 | SALA DE MÁQUINAS | EQUIPMENT TAGGED AS OUT OF SERVICE | OUT OF USE | 365 |  |  | -45079.6046 | MEDIÇÃO | PACKAGED EQUIPMENT, WAITING FOR PROTECT DEFINITION. | Equipment used exclusively in the MI-35M project of the Brazilian Air Force. Project halted by customer decision. Equipment out of use identified.
NCC001519 | LOAD INDICSECTOR 20OR | FORCE | UNIGRAM | N/A | ЭПЗ-1Д-2У-2 (R320) | N/A | N/A | CALIBRAVEL\NCC001519.JPG | SECTOR 25 | TESTE HIDRÁULICO | HYDRAULIC ROOM - HAAMФ.215.0107.000.00-3 | OUT OF USE | 365 |  |  | -45079.6046 |  | PACKAGED EQUIPMENT, WAITING FOR PROTECT DEFINITION. | Equipment used exclusively in the MI-35M project of the Brazilian Air Force. Project halted by customer decision. Equipment out of use identified.
NCC001520 | CARGO CELL | FORCE | ANYLOAD | N/A | 101BH-200KG 1414004215 | N/A | N/A | CALIBRAVEL\NCC001520.JPG | SECTOR 25 | TESTE HIDRÁULICO | HYDRAULIC ROOM - HAAMФ.215.0107.000.00-3 | OUT OF USE | 365 | 2021-07-19 | 2022-07-19 | -318.6046 |  | PACKAGED EQUIPMENT, WAITING FOR PROTECT DEFINITION. | Equipment used exclusively in the MI-35M project of the Brazilian Air Force. Project halted by customer decision. Equipment out of use identified.
NCC001521 | COMPARSECTOR 20OR CLOCK | DIMENSIONAL | N/A | N/A | 6988 | 0 - 10 MM | N/A | CALIBRAVEL\NCC001521.JPG | SECTOR 20 | ÁREA SUPRIMENTOS (ESTOQUE 7) | PNEUMSECTOR 20IC TEST | OUT OF USE | 365 | 2021-04-01 | 2022-04-01 | -427.6046 | MEDIÇÃO | PACKAGED EQUIPMENT, WAITING FOR PROTECT DEFINITION. | Equipment used exclusively in the MI-35M project of the Brazilian Air Force. Project halted by customer decision. Equipment out of use identified.
NCC001522 | MANOMETER | PRESSURE | POCMA | IP65/TM5 | N/A | 0 - 1.6 MPA | N/A | CALIBRAVEL\NCC001522.JPG | SECTOR 59 | SALA DE ELETRÔNICA | ELECTRIC ROOM | OUT OF USE | 365 |  |  | -45079.6046 |  | PACKAGED EQUIPMENT, WAITING FOR PROTECT DEFINITION. | Equipment used exclusively in the MI-35M project of the Brazilian Air Force. Project halted by customer decision. Equipment out of use identified.
NCC001523 | STANDARD WEIGHT/ TREAT | PESO WEIGHT | FERMET | ANILHA | 1235 | 25LB | 25K | CALIBRAVEL\NCC001523.JPG | SECTOR 88 | BANCO DE PROVAS - M250 & RR300 | TEST ROOM | IN USE | 365 | 2022-08-25 | 2024-08-24 | 448.3954 | MEDIÇÃO | RECORDED NUMBER 01
NCC001524 | STANDARD WEIGHT/ TREAT | PESO WEIGHT | FERMET | ANILHA | 1236 | 25LB | 25K | CALIBRAVEL\NCC001524.JPG | SECTOR 88 | BANCO DE PROVAS - M250 & RR300 | TEST ROOM | IN USE | 365 | 2022-08-25 | 2024-08-24 | 448.3954 | MEDIÇÃO | RECORD NUMBER 02
NCC001525 | STANDARD WEIGHT/ TREAT | PESO WEIGHT | FERMET | ANILHA | 1237 | 25LB | 25K | CALIBRAVEL\NCC001525.JPG | SECTOR 88 | BANCO DE PROVAS - M250 & RR300 | TEST ROOM | IN USE | 365 | 2022-08-25 | 2024-08-24 | 448.3954 | MEDIÇÃO | RECORD NUMBER 03
NCC001526 | STANDARD WEIGHT/ TREAT | PESO WEIGHT | FERMET | ANILHA | 1238 | 25LB | 25K | CALIBRAVEL\NCC001526.JPG | SECTOR 88 | BANCO DE PROVAS - M250 & RR300 | TEST ROOM | IN USE | 365 | 2022-08-25 | 2024-08-24 | 448.3954 | MEDIÇÃO | RECORD NUMBER 04
NCC001527 | STANDARD WEIGHT/ TREAT | PESO WEIGHT | FERMET | ANILHA | 1239 | 25LB | 25K | CALIBRAVEL\NCC001527.JPG | SECTOR 88 | BANCO DE PROVAS - M250 & RR300 | TEST ROOM | IN USE | 365 | 2022-08-25 | 2024-08-24 | 448.3954 | MEDIÇÃO | RECORDED NUMBER 05
NCC001528 | STANDARD WEIGHT/ TREAT | PESO WEIGHT | FERMET | ANILHA | 1240 | 25LB | 25K | CALIBRAVEL\NCC001528.JPG | SECTOR 88 | BANCO DE PROVAS - M250 & RR300 | TEST ROOM | IN USE | 365 | 2022-08-25 | 2024-08-24 | 448.3954 | MEDIÇÃO | RECORDER NUMBER 06
NCC001529 | STANDARD WEIGHT/ TREAT | PESO WEIGHT | FERMET | ANILHA | 1241 | 25LB | 25K | CALIBRAVEL\NCC001529.JPG | SECTOR 88 | BANCO DE PROVAS - M250 & RR300 | TEST ROOM | IN USE | 365 | 2022-08-25 | 2024-08-24 | 448.3954 | MEDIÇÃO | RECORDER NUMBER 07
NCC001530 | STANDARD WEIGHT/ TREAT | PESO WEIGHT | FERMET | ANILHA | 1242 | 25LB | 25K | CALIBRAVEL\NCC001530.JPG | SECTOR 88 | BANCO DE PROVAS - M250 & RR300 | TEST ROOM | IN USE | 365 | 2022-08-25 | 2024-08-24 | 448.3954 | MEDIÇÃO | RECORDED NUMBER 08
NCC001531 | STANDARD WEIGHT/ TREAT | PESO WEIGHT | FERMET | ANILHA | 1243 | 25LB | 25K | CALIBRAVEL\NCC001531.JPG | SECTOR 88 | BANCO DE PROVAS - M250 & RR300 | TEST ROOM | IN USE | 365 | 2022-08-25 | 2024-08-24 | 448.3954 | MEDIÇÃO | RECORD NUMBER 09
NCC001532 | STANDARD WEIGHT/ TREAT | PESO WEIGHT | FERMET | ANILHA | 1244 | 25LB | 25K | CALIBRAVEL\NCC001532.JPG | SECTOR 88 | BANCO DE PROVAS - M250 & RR300 | TEST ROOM | IN USE | 365 | 2022-08-25 | 2024-08-24 | 448.3954 | MEDIÇÃO | RECORD NUMBER 10
NCC001533 | STANDARD WEIGHT/ TREAT | PESO WEIGHT | FERMET | ANILHA | 1245 | 25LB | 25K | CALIBRAVEL\NCC001533.JPG | SECTOR 88 | BANCO DE PROVAS - M250 & RR300 | TEST ROOM | IN USE | 365 | 2022-08-25 | 2024-08-24 | 448.3954 | MEDIÇÃO | RECORD NUMBER 11
NCC001534 | STANDARD WEIGHT/ TREAT | PESO WEIGHT | FERMET | ANILHA | 1246 | 25LB | 25K | CALIBRAVEL\NCC001534.JPG | SECTOR 88 | BANCO DE PROVAS - M250 & RR300 | TEST ROOM | IN USE | 365 | 2022-08-25 | 2024-08-24 | 448.3954 | MEDIÇÃO | RECORD NUMBER 12
NCC001535 | STANDARD WEIGHT/ TREAT | PESO WEIGHT | FERMET | ANILHA | 1247 | 25LB | 25K | CALIBRAVEL\NCC001535.JPG | SECTOR 88 | BANCO DE PROVAS - M250 & RR300 | TEST ROOM | IN USE | 365 | 2022-08-25 | 2024-08-24 | 448.3954 | MEDIÇÃO | RECORD NUMBER 13
NCC001536 | STANDARD ARM | PESO WEIGHT | FERMET | ANILHA | 1248 | 25LB | 25K |  | SECTOR 88 | BANCO DE PROVAS - M250 & RR300 | TEST ROOM | IN USE | 365 | 2022-08-25 | 2024-08-24 | 448.3954 | MEDIÇÃO | N/A
NCC001537/NCC000871 | TEMPERSECTOR 20URE INDICSECTOR 20OR | TEMPERSECTOR 20URE | N/A | N/A | N/A | N/A | N/A |  | SECTOR 88 | BANCO DE PROVAS - M250 & RR300 | TEST PANEL BANK OF TEST | OUT OF USE | 365 | 2021-05-06 | 2022-05-06 | -392.6046 | MEDIÇÃO | PACKAGED EQUIPMENT, WAITING FOR PROTECT DEFINITION. | Equipment used exclusively in the MI-35M project of the Brazilian Air Force. Project halted by customer decision. Equipment out of use identified.
NCC001538 | HORIZONTAL MEASUREMENT INTRAMENT | DIMENSIONAL | TRIM | N/A | N/A | N/A | N/A | CALIBRAVEL\NCC001538 1.jpg | SECTOR 56 | BANCO DE PROVA - RGB MI-35 | WOODEN BOX 09 | OUT OF USE | 365 | 00/00/00 | #VALUE! | #VALUE! |  | PACKAGED EQUIPMENT, WAITING FOR PROTECT DEFINITION. | Equipment used exclusively in the MI-35M project of the Brazilian Air Force. Project halted by customer decision. Equipment out of use identified.
NCC001539 | MANOMETER | PRESSURE | BELTON | N/A | N/A | 0 - 16 PSI / 0 -11 BAR | N/A |  | SECTOR 07 | PROJETO PW100 | BETWEEN PW100 PROJECT AND T56 PROJECT. | IN USE | 365 | 2023-02-07 | 2024-02-07 | 249.3954 | MEDIÇÃO | EQUIPMENT TAGGED AS OUT OF SERVICE | WAITING FOR COMPANY DEMAND TO MAKE A CALIBRATION SERVICE QUOTATION
NCC001540 | MANOMETER | PRESSURE | BELTON | N/A | N/A | 0 - 160 PSI / 0 -11 BAR | N/A |  | SECTOR 07 | PROJETO PW100 | BETWEEN PW100 PROJECT AND T56 PROJECT. | IN USE | 365 | 2023-02-07 | 2024-02-07 | 249.3954 | MEDIÇÃO | EQUIPMENT TAGGED AS OUT OF SERVICE | WAITING FOR COMPANY DEMAND TO MAKE A CALIBRATION SERVICE QUOTATION
NCC001541 | MANOMETER | PRESSURE | BELTON | N/A | N/A | 0 - 16 PSI / 0 -11 BAR | N/A |  | SECTOR 38 | INSPEÇÃO DE REPAROS | NEXT TO THE REPAIR SUPERVISORY ROOM | IN USE | 365 | 2023-02-03 | 2024-02-03 | 245.3954 | MEDIÇÃO
NCC001542 | MANOMETER | PRESSURE | PG | N/A | N/A | 0 - 4000 PSI / 0 - 28000 KPA | N/A |  | SECTOR 47 | SOLDAGEM | OUT OF SERVICE EQUIPMENT ROOM | IN USE | 365 | 2023-02-02 | 2024-02-02 | 244.3954 | MEDIÇÃO | EQUIPMENT TAGGED AS OUT OF SERVICE | WAITING FOR COMPANY DEMAND TO MAKE A CALIBRATION SERVICE QUOTATION
NCC001543 | MANOMETER | PRESSURE | POCMA | N/A | N/A | 0 - 0.6 MPA | N/A | CALIBRAVEL\NCC001543.JPG | SECTOR 20 | ÁREA SUPRIMENTOS (ESTOQUE 7) | BLUE HANDMILL BOX 01 ROOM NEXT TO THE REDUCTOR BANK | OUT OF USE | 365 |  |  | -45079.6046 |  | EQUIPMENT TAGGED AS OUT OF SERVICE | WAITING FOR COMPANY DEMAND TO MAKE A CALIBRATION SERVICE QUOTATION
NCC001544 | TEMPERSECTOR 20URE CONTROLLER | TEMPERSECTOR 20URE | N/A | N/A | N/A | N/A | N/A | CALIBRAVEL\NCC001544.JPG | SECTOR 20 | ÁREA SUPRIMENTOS (ESTOQUE 7) | BLUE WOODEN BOX 01 ROOM NEXT TO THE REDUCTOR BANK | OUT OF USE | 365 |  |  | -45079.6046 |  | EQUIPMENT TAGGED AS OUT OF SERVICE | WAITING FOR COMPANY DEMAND TO MAKE A CALIBRATION SERVICE QUOTATION
NCC001545 | MANOMETER | PRESSURE | BELTON | N/A | N/A | 0 - 16 PSI / 0 -11 BAR | N/A | CALIBRAVEL\NCC001545.JPG | SECTOR 51 | EQUIPAMENTOS DE METALIZAÇÃO E PLASMA | METALLIZSECTOR 20ION AND PLASMA EQUIPMENT | IN USE | 365 | 2023-02-02 | 2024-02-02 | 244.3954 | MEDIÇÃO | EQUIPMENT TAGGED AS OUT OF SERVICE | WAITING FOR COMPANY DEMAND TO MAKE A CALIBRATION SERVICE QUOTATION
NCC001546 | MANOMETER | PRESSURE | N/A | N/A | N/A | 0 - 40 MPA | N/A |  | SECTOR 20 | ÁREA SUPRIMENTOS (ESTOQUE 7) | OUT OF SERVICE EQUIPMENT ROOM | OUT OF USE | 365 |  |  | -45079.6046 |  | EQUIPMENT TAGGED AS OUT OF SERVICE | WAITING FOR COMPANY DEMAND TO MAKE A CALIBRATION SERVICE QUOTATION
NCC001547 | MANOMETER | PRESSURE | N/A | N/A | N/A | 0 - 16 MPA | N/A |  | SECTOR 20 | ÁREA SUPRIMENTOS (ESTOQUE 7) | OUT OF SERVICE EQUIPMENT ROOM | OUT OF USE | 365 |  |  | -45079.6046 |  | EQUIPMENT TAGGED AS OUT OF SERVICE | WAITING FOR COMPANY DEMAND TO MAKE A CALIBRATION SERVICE QUOTATION
NCC001548 | COMPARSECTOR 20OR CLOCK | DIMENSIONAL | GRIFF | N/A | D71469 | 0 - 2MM | N/A | CALIBRAVEL\NCC001548.JPG | SECTOR 20 | ÁREA SUPRIMENTOS (ESTOQUE 7) | LOCSECTOR 20E | OUT OF USE | 365 |  |  | -45079.6046 |  | EQUIPMENT TAGGED AS OUT OF SERVICE | WAITING FOR COMPANY DEMAND TO MAKE A CALIBRATION SERVICE QUOTATION
NCC001549 | VOLTMETER | ELECTRICITY | N/A | N/A | M42301 | 0 - 30 V | N/A |  | SECTOR 17 | ÁREA SUPRIMENTOS (ESTOQUE 4) | STORED IN RESTRICTED AREA | OUT OF USE | 365 |  |  | -45079.6046 |  | SECOND FLOOR RIGHT ROOM | Equipment used exclusively in the MI-35M project of the Brazilian Air Force. Project halted by customer decision. Equipment out of use identified.
NCC001550 | STRENGTH METER | FORCE | DACELL | N/A | 18 | 2 KGF | N/A | CALIBRAVEL\NCC001550.JPG | SECTOR 20 | ÁREA SUPRIMENTOS (ESTOQUE 7) | ROOM ACCORDING TO THE FLOOR | OUT OF USE | 365 |  |  | -45079.6046 |  | EQUIPMENT TAGGED AS OUT OF SERVICE | WAITING FOR COMPANY DEMAND TO MAKE A CALIBRATION SERVICE QUOTATION
NCC001551 | STRENGTH METER | FORCE | DACELL | N/A | 466 | 50 KGF | N/A | CALIBRAVEL\NCC001551.JPG | SECTOR 20 | ÁREA SUPRIMENTOS (ESTOQUE 7) | ROOM ACCORDING TO THE FLOOR | OUT OF USE | 365 |  |  | -45079.6046 |  | EQUIPMENT TAGGED AS OUT OF SERVICE | WAITING FOR COMPANY DEMAND TO MAKE A CALIBRATION SERVICE QUOTATION
NCC001552 | SUSPENDED SCALE | FORCE | MBEX | N/A | 37 | N/A | N/A |  | SECTOR 20 | ÁREA SUPRIMENTOS (ESTOQUE 7) | ROOM ACCORDING TO THE FLOOR | OUT OF USE | 365 |  |  | -45079.6046 |  | EQUIPMENT TAGGED AS OUT OF SERVICE | WAITING FOR COMPANY DEMAND TO MAKE A CALIBRATION SERVICE QUOTATION
NCC001553 | MANOMETER | PRESSURE | N/A | 13837-79 | 84 | 0 - 0.2 KN | N/A |  | SECTOR 20 | ÁREA SUPRIMENTOS (ESTOQUE 7) | ROOM ACCORDING TO THE FLOOR | OUT OF USE | 365 |  |  | -45079.6046 |  | EQUIPMENT TAGGED AS OUT OF SERVICE | WAITING FOR COMPANY DEMAND TO MAKE A CALIBRATION SERVICE QUOTATION
NCC001554 | INSTRUMENT | DIMENSIONAL | N/A | N/A | N/A | 0 - 100 И | N/A | CALIBRAVEL\NCC001554.JPG | SECTOR 20 | ÁREA SUPRIMENTOS (ESTOQUE 7) | ROOM ACCORDING TO THE FLOOR | OUT OF USE | 365 |  |  | -45079.6046 |  | EQUIPMENT TAGGED AS OUT OF SERVICE | WAITING FOR COMPANY DEMAND TO MAKE A CALIBRATION SERVICE QUOTATION
NCC001555 | MANOMETER | PRESSURE | N/A | N/A | N/A | 0 - 40 MPA | N/A |  | SECTOR 20 | ÁREA SUPRIMENTOS (ESTOQUE 7) | ROOM ACCORDING TO THE FLOOR | OUT OF USE | 365 |  |  | -45079.6046 |  | EQUIPMENT TAGGED AS OUT OF SERVICE | WAITING FOR COMPANY DEMAND TO MAKE A CALIBRATION SERVICE QUOTATION
NCC001556 | MANOMETER | PRESSURE | N/A | N/A | N/A | 0 - 16 MPA | N/A |  | SECTOR 20 | ÁREA SUPRIMENTOS (ESTOQUE 7) | ROOM ACCORDING TO THE FLOOR | OUT OF USE | 365 |  |  | -45079.6046 |  | EQUIPMENT TAGGED AS OUT OF SERVICE | WAITING FOR COMPANY DEMAND TO MAKE A CALIBRATION SERVICE QUOTATION
NCC001557 | GYROSCOPE TEST | DIMENSIONAL | N/A | N/A | 2179123 | N/A | N/A |  | SECTOR 20 | ÁREA SUPRIMENTOS (ESTOQUE 7) | ROOM ACCORDING TO THE FLOOR | OUT OF USE | 365 |  |  | -45079.6046 |  | EQUIPMENT TAGGED AS OUT OF SERVICE | WAITING FOR COMPANY DEMAND TO MAKE A CALIBRATION SERVICE QUOTATION
NCC001558 | PX4070 PLSECTOR 20E | TIME AND FREQUENCY | NSECTOR 20IONAL INSTRUMENTS | N/A | N/A | N/A | N/A |  | SECTOR 20 | ÁREA SUPRIMENTOS (ESTOQUE 7) | ELECTRIC ROOM MI -35 - 2ND FLOOR | OUT OF USE | 365 |  |  | -45079.6046 |  | EQUIPMENT TAGGED AS OUT OF SERVICE | WAITING FOR COMPANY DEMAND TO MAKE A CALIBRATION SERVICE QUOTATION
NCC001559 | PUMP VACUUM | TEMPERSECTOR 20URE | D.MARCHIORI | N/A | 7717 | N/A | N/A |  | SECTOR 20 | ÁREA SUPRIMENTOS (ESTOQUE 7) | ELECTRIC ROOM MI -35 - 2ND FLOOR | OUT OF USE | 365 |  |  | -45079.6046 |  | EQUIPMENT TAGGED AS OUT OF SERVICE | WAITING FOR COMPANY DEMAND TO MAKE A CALIBRATION SERVICE QUOTATION
NCC001560 | MEGOHMETRO | ELECTRICITY | N/A | A4097 | M4122 | N/A | N/A | CALIBRAVEL\NCC001560.JPG | SECTOR 59 | SALA DE ELETRÔNICA | ELECTRIC ROOM MI -35 - 2ND FLOOR | OUT OF USE | 365 |  |  | -45079.6046 |  | EQUIPMENT TAGGED AS OUT OF SERVICE | WAITING FOR COMPANY DEMAND TO MAKE A CALIBRATION SERVICE QUOTATION
NCC001561 | PRESSURE | PRESSURE | MARTEM ELECTRONICS | BETAGAUGE 330 | 3170048 | N/A | N/A | CALIBRAVEL\NCC001561.JPG | SECTOR 59 | SALA DE ELETRÔNICA | ELECTRIC ROOM MI -35 - 2ND FLOOR | OUT OF USE | 365 |  |  | -45079.6046 |  | EQUIPMENT TAGGED AS OUT OF SERVICE | WAITING FOR COMPANY DEMAND TO MAKE A CALIBRATION SERVICE QUOTATION
NCC001562 | FLOW INDICSECTOR 20OR | FLOW RSECTOR 20E | N/A | N/A | N/A | N/A | N/A | CALIBRAVEL\NCC001562.JPG | SECTOR 20 | ÁREA SUPRIMENTOS (ESTOQUE 7) | ANCIENT PROPELLER | OUT OF USE | 365 | 2021-10-05 | 2022-10-05 | -240.6046 | FLOWMETER | PACKAGED EQUIPMENT, WAITING FOR PROTECT DEFINITION. | Equipment used exclusively in the MI-35M project of the Brazilian Air Force. Project halted by customer decision. Equipment out of use identified.
NCC001563 | FLOW INDICSECTOR 20OR | FLOW RSECTOR 20E | N/A | N/A | N/A | N/A | N/A | CALIBRAVEL\NCC001563.JPG | SECTOR 20 | ÁREA SUPRIMENTOS (ESTOQUE 7) | ANCIENT PROPELLER | OUT OF USE | 365 | 2021-10-05 | 2022-10-05 | -240.6046 | FLOWMETER | PACKAGED EQUIPMENT, WAITING FOR PROTECT DEFINITION. | Equipment used exclusively in the MI-35M project of the Brazilian Air Force. Project halted by customer decision. Equipment out of use identified.
NCC001564 | MANOMETER | PRESSURE | POCMA | N/A | N/A | 0 - 25 KPA | N/A | CALIBRAVEL\NCC001564.JPG | SECTOR 20 | ÁREA SUPRIMENTOS (ESTOQUE 7) | ANCIENT PROPELLER | OUT OF USE | 365 | 2021-09-13 | 2022-09-13 | -262.6046 |  | PACKAGED EQUIPMENT, WAITING FOR PROTECT DEFINITION. | Equipment used exclusively in the MI-35M project of the Brazilian Air Force. Project halted by customer decision. Equipment out of use identified.
NCC001565 | MANOMETER | PRESSURE | BELTON | N/A | N/A | 0 - 160 PSI / 0 - 11 BAR | N/A | CALIBRAVEL\NCC001565.JPG | SECTOR 20 | ÁREA SUPRIMENTOS (ESTOQUE 7) | ANCIENT PROPELLER | OUT OF USE | 365 |  |  | -45079.6046 |  | EQUIPMENT TAGGED AS OUT OF SERVICE | WAITING FOR COMPANY DEMAND TO MAKE A CALIBRATION SERVICE QUOTATION
NCC001566 | MANOMETER | PRESSURE | BELTON | N/A | N/A | 0 - 160 PSI / 0 - 11 BAR | N/A | CALIBRAVEL\NCC001566.JPG | SECTOR 20 | ÁREA SUPRIMENTOS (ESTOQUE 7) | ANCIENT PROPELLER | OUT OF USE | 365 |  |  | -45079.6046 |  | EQUIPMENT TAGGED AS OUT OF SERVICE | WAITING FOR COMPANY DEMAND TO MAKE A CALIBRATION SERVICE QUOTATION
NCC001567 | MANOMETER | PRESSURE | WAHS | N/A | N/A | 0 - 16 BAR | N/A |  | SECTOR 20 | ÁREA SUPRIMENTOS (ESTOQUE 7) | TEST BENCH | OUT OF USE | 365 |  |  | -45079.6046 |  | EQUIPMENT TAGGED AS OUT OF SERVICE | WAITING FOR COMPANY DEMAND TO MAKE A CALIBRATION SERVICE QUOTATION
NCC001568 | INSTRUMENT | DIMENSIONAL | N/A | N/A | ББ-7660 | N/A | N/A | N/A | SECTOR 20 | ÁREA SUPRIMENTOS (ESTOQUE 7) | REDUCTION | OUT OF USE | 365 | N/A | N/A | #VALUE! |  | EQUIPMENT TAGGED AS OUT OF SERVICE | WAITING FOR COMPANY DEMAND TO MAKE A CALIBRATION SERVICE QUOTATION
NCC001569 | MAGNETOMETER | DIMENSIONAL | N/A | ИMП-6 | 330 | 0-200 А/СМ | N/A |  | SECTOR 20 | ÁREA SUPRIMENTOS (ESTOQUE 7) | MI-35 REDUCER PROJECT | OUT OF USE | 365 |  |  | -45079.6046 |  | EQUIPMENT TAGGED AS OUT OF SERVICE | WAITING FOR COMPANY DEMAND TO MAKE A CALIBRATION SERVICE QUOTATION
NCC001570 | MAGNETOMETER | INTENSITY DIRECTION AND DIRECTION OF MAGNETIC FIELDS | N/A | ИMП-6 | 332 | 0-200 А/СМ | N/A |  | SECTOR 20 | ÁREA SUPRIMENTOS (ESTOQUE 7) | MI-35 REDUCER PROJECT | OUT OF USE | 365 |  |  | -45079.6046 |  | EQUIPMENT TAGGED AS OUT OF SERVICE | WAITING FOR COMPANY DEMAND TO MAKE A CALIBRATION SERVICE QUOTATION
NCC001571 | PRESSURE TRANSMITTER | PRESSURE | WARM | WTP-4010 | 127564 | 11 - 16 PSIA | N/A |  | SECTOR 20 | ÁREA SUPRIMENTOS (ESTOQUE 7) | BAROMETER | OUT OF USE | 365 | 2018-12-03 | 2019-12-03 | -1277.6046 |  | PACKAGED EQUIPMENT, WAITING FOR PROTECT DEFINITION. | Equipment used exclusively in the MI-35M project of the Brazilian Air Force. Project halted by customer decision. Equipment out of use identified.
NCC001572 | PRESSURE TRANSMITTER | PRESSURE | WARM | WTP-4-10 | 128433 | 11 - 16 PSIA | N/A | CALIBRAVEL\NCC001572.JPG | SECTOR 20 | ÁREA SUPRIMENTOS (ESTOQUE 7) | OUT OF SERVICE EQUIPMENT ROOM | OUT OF USE | 365 |  |  | -45079.6046 |  | EQUIPMENT TAGGED AS OUT OF SERVICE | WAITING FOR COMPANY DEMAND TO MAKE A CALIBRATION SERVICE QUOTATION
NCC001573 | PRESSURE TRANSMITTER | PRESSURE | WARM | WTP-4010 | 127563 | 11 - 16 PSIA | N/A |  | SECTOR 20 | ÁREA SUPRIMENTOS (ESTOQUE 7) | PS8 | OUT OF USE | 365 | 2018-12-03 | 2019-12-03 | -1277.6046 |  | PACKAGED EQUIPMENT, WAITING FOR PROTECT DEFINITION. | Equipment used exclusively in the MI-35M project of the Brazilian Air Force. Project halted by customer decision. Equipment out of use identified.
NCC001574 | LEVEL | DIMENSIONAL | FIT | 18060 | N/A | 1000 MM | N/A | CALIBRAVEL\NCC001574.JPG | SECTOR 20 | ÁREA SUPRIMENTOS (ESTOQUE 7) | OUT OF SERVICE EQUIPMENT ROOM | OUT OF USE | 365 |  |  | -45079.6046 |  | EQUIPMENT TAGGED AS OUT OF SERVICE | WAITING FOR COMPANY DEMAND TO MAKE A CALIBRATION SERVICE QUOTATION
NCC001575 | COMPARSECTOR 20OR CLOCK | DIMENSIONAL | N/A | 577-68 | 483911 | 0 - 10 MM | N/A | CALIBRAVEL\NCC001575.JPG | SECTOR 20 | ÁREA SUPRIMENTOS (ESTOQUE 7) | OUT OF SERVICE EQUIPMENT ROOM | OUT OF USE | 365 |  |  | -45079.6046 |  | EQUIPMENT TAGGED AS OUT OF SERVICE | WAITING FOR COMPANY DEMAND TO MAKE A CALIBRATION SERVICE QUOTATION
NCC0012 | MICROMETER | DIMENSIONAL | N/A | 6507-90 | 5161 | 0 - 25MM | 1MM | CALIBRAVEL\NCC000012.JPG | SECTOR 20 | ÁREA SUPRIMENTOS (ESTOQUE 7) | OUT OF SERVICE EQUIPMENT ROOM | OUT OF USE | 365 |  |  | -45079.6046 |  | EQUIPMENT TAGGED AS OUT OF SERVICE | WAITING FOR COMPANY DEMAND TO MAKE A CALIBRATION SERVICE QUOTATION
NCC001577 | COMPARSECTOR 20OR CLOCK | DIMENSIONAL | HOLEX | 432000.1724 | 702001 | 0 - 10MM | 1 MM | CALIBRAVEL\NCC001577.JPG | SECTOR 20 | ÁREA SUPRIMENTOS (ESTOQUE 7) | OUT OF SERVICE EQUIPMENT ROOM | OUT OF USE | 365 |  |  | -45079.6046 |  | EQUIPMENT TAGGED AS OUT OF SERVICE | WAITING FOR COMPANY DEMAND TO MAKE A CALIBRATION SERVICE QUOTATION
NCC001578 | MANOMETER | FLOW RSECTOR 20E | CAMOZZI | MT-1210 | 51478 | 0 - 12 BAR / 0 -170 PSI | 170PSI | CALIBRAVEL\NCC001578.JPG | SECTOR 20 | ÁREA SUPRIMENTOS (ESTOQUE 7) | OUT OF SERVICE EQUIPMENT ROOM | OUT OF USE | 365 |  |  | -45079.6046 |  | EQUIPMENT TAGGED AS OUT OF SERVICE | WAITING FOR COMPANY DEMAND TO MAKE A CALIBRATION SERVICE QUOTATION
NCC001579 | ANALOG PACHYMETER | DIMENSIONAL | ELECTRONICS INC. | N/A | A6012-0470 | 0 - 5MM | 5MM |  | SECTOR 20 | ÁREA SUPRIMENTOS (ESTOQUE 7) | OUT OF SERVICE EQUIPMENT ROOM | OUT OF USE | 365 |  |  | -45079.6046 |  | EQUIPMENT TAGGED AS OUT OF SERVICE | WAITING FOR COMPANY DEMAND TO MAKE A CALIBRATION SERVICE QUOTATION
NCC001580 | MANOMETER | PRESSURE | PCT | IP40 | 98956 | 0 - 2.5 KGF/CM² | 2,5KGF | CALIBRAVEL\NCC001580.JPG | SECTOR 56 | BANCO DE PROVA - RGB MI-35 | WOODEN BOX 11 | OUT OF USE | 365 |  |  | -45079.6046 |  | EQUIPMENT TAGGED AS OUT OF SERVICE | WAITING FOR COMPANY DEMAND TO MAKE A CALIBRATION SERVICE QUOTATION
NCC001581 | MANOMETER | PRESSURE | PCT | IP40 | 98955 | 0 - 6 KGF/CM² | 6KG | CALIBRAVEL\NCC001581.JPG | SECTOR 56 | BANCO DE PROVA - RGB MI-35 | WOODEN BOX 11 | OUT OF USE | 365 |  |  | -45079.6046 |  | EQUIPMENT TAGGED AS OUT OF SERVICE | WAITING FOR COMPANY DEMAND TO MAKE A CALIBRATION SERVICE QUOTATION
NCC001582 | STANDARD RING | DIMENSIONAL | FARTECH | S11 | 5.8474-90006 | 79.14 | 79Mm | CALIBRAVEL\NCC001582.JPG | SECTOR 56 | BANCO DE PROVA - RGB MI-35 | WOODEN BOX 11 | OUT OF USE | 365 |  |  | -45079.6046 |  | EQUIPMENT TAGGED AS OUT OF SERVICE | WAITING FOR COMPANY DEMAND TO MAKE A CALIBRATION SERVICE QUOTATION
NCC001583 | STANDARD RING | DIMENSIONAL | FARTECH | S11 | A6084-42478 | 65.387 | 65Mm | CALIBRAVEL\NCC001583.JPG | SECTOR 56 | BANCO DE PROVA - RGB MI-35 | WOODEN BOX 11 | OUT OF USE | 365 |  |  | -45079.6046 |  | EQUIPMENT TAGGED AS OUT OF SERVICE | WAITING FOR COMPANY DEMAND TO MAKE A CALIBRATION SERVICE QUOTATION
NCC001584 | MANOMETER | PRESSURE | MARSH | MT-1210 | N/A | 0 - 100 PSI | 100PSI | CALIBRAVEL\NCC001584.JPG | SECTOR 20 | ÁREA SUPRIMENTOS (ESTOQUE 7) | OUT OF SERVICE EQUIPMENT ROOM | OUT OF USE | 365 |  |  | -45079.6046 |  | EQUIPMENT TAGGED AS OUT OF SERVICE | WAITING FOR COMPANY DEMAND TO MAKE A CALIBRATION SERVICE QUOTATION
NCC001585 | MANOMETER | DIMENSIONAL | MITITAYO | N/A | 21443 /6799579 | 25,5Mm | 300PSI | CALIBRAVEL\NCC001885.jpg | SECTOR 20 | ÁREA SUPRIMENTOS (ESTOQUE 7) | OUT OF SERVICE EQUIPMENT ROOM | OUT OF USE | 365 |  |  | -45079.6046 |  | EQUIPMENT TAGGED AS OUT OF SERVICE | WAITING FOR COMPANY DEMAND TO MAKE A CALIBRATION SERVICE QUOTATION
NCC001586 | RELOGIO DIGITAL COMPARADOR CLOCK COMPARATOR | DIMENSIONAL | MITITAYO | ID-C112EXB | 21465 /6799579 |  | N/A | CALIBRAVEL\NCC001586.JPG | SECTOR 20 | ÁREA SUPRIMENTOS (ESTOQUE 7) | OUT OF SERVICE EQUIPMENT ROOM | OUT OF USE | 365 |  |  | -45079.6046 |  | EQUIPMENT TAGGED AS OUT OF SERVICE | WAITING FOR COMPANY DEMAND TO MAKE A CALIBRATION SERVICE QUOTATION
NCC001587 | RELOGIO DIGITAL COMPARADOR CLOCK COMPARATOR | DIMENSIONAL | MITITAYO | ID-C112EXB | 21463 / 10-85A511-201 |  | N/A | CALIBRAVEL\NCC001587.JPG | SECTOR 20 | ÁREA SUPRIMENTOS (ESTOQUE 7) | OUT OF SERVICE EQUIPMENT ROOM | OUT OF USE | 365 |  |  | -45079.6046 |  | EQUIPMENT TAGGED AS OUT OF SERVICE | WAITING FOR COMPANY DEMAND TO MAKE A CALIBRATION SERVICE QUOTATION
NCC001588 | RELOGIO DIGITAL COMPARADOR CLOCK COMPARATOR | DIMENSIONAL | MITITAYO | ID-C112EXB | 21472 /6799570 |  | N/A | CALIBRAVEL\NCC001588.JPG | SECTOR 20 | ÁREA SUPRIMENTOS (ESTOQUE 7) | OUT OF SERVICE EQUIPMENT ROOM | OUT OF USE | 365 |  |  | -45079.6046 |  | EQUIPMENT TAGGED AS OUT OF SERVICE | WAITING FOR COMPANY DEMAND TO MAKE A CALIBRATION SERVICE QUOTATION
NCC001590 | RELOGIO DIGITAL COMPARADOR CLOCK COMPARATOR | DIMENSIONAL | MITITAYO | ID-C112EXB | 11114922 |  | N/A | CALIBRAVEL\NCC001590.JPG | SECTOR 20 | ÁREA SUPRIMENTOS (ESTOQUE 7) | OUT OF SERVICE EQUIPMENT ROOM | OUT OF USE | 365 |  |  | -45079.6046 |  | EQUIPMENT TAGGED AS OUT OF SERVICE | WAITING FOR COMPANY DEMAND TO MAKE A CALIBRATION SERVICE QUOTATION
NCC001591 | ANEL LISO STANDARD RING | DIMENSIONAL | MITITAYO | N/A | A6084-42484 | 81,804 " | 81,804 " | CALIBRAVEL\NCC001591.JPG | SECTOR 56 | BANCO DE PROVA - RGB MI-35 | WOODEN BOX 11 | OUT OF USE | 365 |  |  | -45079.6046 |  | EQUIPMENT TAGGED AS OUT OF SERVICE | Equipment used exclusively in the MI-35M project of the Brazilian Air Force. Project halted by customer decision. Equipment out of use identified.
NCC001592 | ANEL LISO STANDARD RING | DIMENSIONAL | MITITAYO | N/A | 4,8431-12464.0 | 0.700 " | 0.700 " | CALIBRAVEL\NCC001582.JPG | SECTOR 56 | BANCO DE PROVA - RGB MI-35 | WOODEN BOX 11 | OUT OF USE | 365 |  |  | -45079.6046 |  | EQUIPMENT TAGGED AS OUT OF SERVICE | Equipment used exclusively in the MI-35M project of the Brazilian Air Force. Project halted by customer decision. Equipment out of use identified.
NCC001593 | ANEL LISO STANDARD RING | DIMENSIONAL | MITITAYO | N/A | A6084-18439 | 154,999 " | 154,999 " | CALIBRAVEL\NCC001583.JPG | SECTOR 56 | BANCO DE PROVA - RGB MI-35 | WOODEN BOX 11 | OUT OF USE | 365 |  |  | -45079.6046 |  | EQUIPMENT TAGGED AS OUT OF SERVICE | Equipment used exclusively in the MI-35M project of the Brazilian Air Force. Project halted by customer decision. Equipment out of use identified.
NCC001594 | ANEL LISO STANDARD RING | DIMENSIONAL | MITITAYO | N/A | A6084-20906 | 32,322 " | 32,322 " | CALIBRAVEL\NCC001594.JPG | SECTOR 56 | BANCO DE PROVA - RGB MI-35 | WOODEN BOX 11 | OUT OF USE | 365 |  |  | -45079.6046 |  | EQUIPMENT TAGGED AS OUT OF SERVICE | Equipment used exclusively in the MI-35M project of the Brazilian Air Force. Project halted by customer decision. Equipment out of use identified.
NCC001595 | ANEL LISO STANDARD RING | DIMENSIONAL | MITITAYO | N/A | A6084-11235 | N/A | N/A | CALIBRAVEL\NCC001595.JPG | SECTOR 56 | BANCO DE PROVA - RGB MI-35 | WOODEN BOX 11 | OUT OF USE | 365 |  |  | -45079.6046 |  | EQUIPMENT TAGGED AS OUT OF SERVICE | Equipment used exclusively in the MI-35M project of the Brazilian Air Force. Project halted by customer decision. Equipment out of use identified.
NCC001596 | ANEL LISO STANDARD RING | DIMENSIONAL | MITITAYO | N/A | 4,8433-10267.0 | 40,019 " | 40,019 " | CALIBRAVEL\NCC001596.JPG | SECTOR 56 | BANCO DE PROVA - RGB MI-35 | WOODEN BOX 11 | OUT OF USE | 365 |  |  | -45079.6046 |  | EQUIPMENT TAGGED AS OUT OF SERVICE | Equipment used exclusively in the MI-35M project of the Brazilian Air Force. Project halted by customer decision. Equipment out of use identified.
NCC001597 | ANEL LISO STANDARD RING | DIMENSIONAL | MITITAYO | N/A | A6084-31387 | 46,345 " | 46,345 " | CALIBRAVEL\NCC001597.JPG | SECTOR 56 | BANCO DE PROVA - RGB MI-35 | WOODEN BOX 11 | OUT OF USE | 365 |  |  | -45079.6046 |  | EQUIPMENT TAGGED AS OUT OF SERVICE | Equipment used exclusively in the MI-35M project of the Brazilian Air Force. Project halted by customer decision. Equipment out of use identified.
NCC001598 | ANEL LISO STANDARD RING | DIMENSIONAL | MITITAYO | N/A | A6085-7112 | N/A | N/A | CALIBRAVEL\NCC001598.JPG | SETRO 59 | #N/A | WOODEN BOX 11 | OUT OF USE | 365 |  |  | -45079.6046 |  | EQUIPMENT TAGGED AS OUT OF SERVICE | Equipment used exclusively in the MI-35M project of the Brazilian Air Force. Project halted by customer decision. Equipment out of use identified.
NCC001599 | ANEL LISO STANDARD RING | DIMENSIONAL | MITITAYO | N/A | A6084-37065 | 91,479 " | 91,479 " | CALIBRAVEL\NCC001599.JPG | SECTOR 56 | BANCO DE PROVA - RGB MI-35 | WOODEN BOX 11 | OUT OF USE | 365 |  |  | -45079.6046 |  | EQUIPMENT TAGGED AS OUT OF SERVICE | Equipment used exclusively in the MI-35M project of the Brazilian Air Force. Project halted by customer decision. Equipment out of use identified.
NCC001600 | BLOCO PADRÃO STANDARD BLOCK | DIMENSIONAL | MITITAYO | N/A | 5.8433-90095 | 47,450 ' | 47,450 ' | CALIBRAVEL\NCC001600.JPG | SECTOR 56 | BANCO DE PROVA - RGB MI-35 | WOODEN BOX 11 | OUT OF USE | 365 |  |  | -45079.6046 |  | EQUIPMENT TAGGED AS OUT OF SERVICE | Equipment used exclusively in the MI-35M project of the Brazilian Air Force. Project halted by customer decision. Equipment out of use identified.
NCC001601 | BLOCO PADRÃO STANDARD BLOCK | DIMENSIONAL | MITITAYO | N/A | 5,8433-90096 | 47,600 " | 47,600 " |  | SECTOR 20 | ÁREA SUPRIMENTOS (ESTOQUE 7) | RGB TRANSMISSION SYSTEMS AREA | OUT OF USE | 365 |  |  | -45079.6046 |  | EQUIPMENT TAGGED AS OUT OF SERVICE | Equipment used exclusively in the MI-35M project of the Brazilian Air Force. Project halted by customer decision. Equipment out of use identified.
NCC001602 | ANEL LISO STANDARD RING | DIMENSIONAL | MITITAYO | N/A | A6053-0315 | N/A | N/A | CALIBRAVEL\NCC001602.JPG | SECTOR 56 | BANCO DE PROVA - RGB MI-35 | WOODEN BOX 11 | OUT OF USE | 365 |  |  | -45079.6046 |  | EQUIPMENT TAGGED AS OUT OF SERVICE | Equipment used exclusively in the MI-35M project of the Brazilian Air Force. Project halted by customer decision. Equipment out of use identified.
NCC001603 | ANEL LISO STANDARD RING | DIMENSIONAL | MITITAYO | N/A | A6053-0699 | N/A | N/A | CALIBRAVEL\NCC001603.JPG | SECTOR 56 | BANCO DE PROVA - RGB MI-35 | WOODEN BOX 11 | OUT OF USE | 365 |  |  | -45079.6046 |  | EQUIPMENT TAGGED AS OUT OF SERVICE | Equipment used exclusively in the MI-35M project of the Brazilian Air Force. Project halted by customer decision. Equipment out of use identified.
NCC001604 | BLOCO PADRÃO STANDARD BLOCK | DIMENSIONAL | MITITAYO | N/A | 4,8472-10001.0 | 16,643 " | 16,643 " | CALIBRAVEL\NCC001604.JPG | SECTOR 56 | BANCO DE PROVA - RGB MI-35 | WOODEN BOX 11 | OUT OF USE | 365 |  |  | -45079.6046 |  | EQUIPMENT TAGGED AS OUT OF SERVICE | Equipment used exclusively in the MI-35M project of the Brazilian Air Force. Project halted by customer decision. Equipment out of use identified.
NCC001605 | BLOCO PADRÃO STANDARD BLOCK | DIMENSIONAL | MITITAYO | N/A | A6065-10811 | N/A | N/A |  | SECTOR 20 | ÁREA SUPRIMENTOS (ESTOQUE 7) | OUT OF SERVICE EQUIPMENT ROOM | OUT OF USE | 365 |  |  | -45079.6046 |  | EQUIPMENT TAGGED AS OUT OF SERVICE | Equipment used exclusively in the MI-35M project of the Brazilian Air Force. Project halted by customer decision. Equipment out of use identified.
NCC001606 | BLOCO PADRÃO STANDARD BLOCK | DIMENSIONAL | MITITAYO | N/A | A6084-43291 | 12.56 " | 12.56 " | CALIBRAVEL\NCC001606.JPG | SECTOR 56 | BANCO DE PROVA - RGB MI-35 | WOODEN BOX 11 | OUT OF USE | 365 |  |  | -45079.6046 |  | EQUIPMENT TAGGED AS OUT OF SERVICE | Equipment used exclusively in the MI-35M project of the Brazilian Air Force. Project halted by customer decision. Equipment out of use identified.
NCC001607 | BLOCO PADRÃO STANDARD BLOCK | DIMENSIONAL | MITITAYO | N/A | A6084-25368 | 2.5 | 2.5 | CALIBRAVEL\NCC001607.JPG | SECTOR 56 | BANCO DE PROVA - RGB MI-35 | WOODEN BOX 11 | OUT OF USE | 365 |  |  | -45079.6046 |  | EQUIPMENT TAGGED AS OUT OF SERVICE | Equipment used exclusively in the MI-35M project of the Brazilian Air Force. Project halted by customer decision. Equipment out of use identified.
NCC001608 | BLOCO PADRÃO STANDARD BLOCK | DIMENSIONAL | MITITAYO | N/A | A6084-30378 | 4.2 | 4.2 | CALIBRAVEL\NCC001608.JPG | SECTOR 56 | BANCO DE PROVA - RGB MI-35 | WOODEN BOX 11 | OUT OF USE | 365 |  |  | -45079.6046 |  | EQUIPMENT TAGGED AS OUT OF SERVICE | Equipment used exclusively in the MI-35M project of the Brazilian Air Force. Project halted by customer decision. Equipment out of use identified.
NCC001609 | BLOCO PADRÃO STANDARD BLOCK | DIMENSIONAL | MITITAYO | N/A | A6084-42394 | 24.5 | 24.5 | CALIBRAVEL\NCC001609.JPG | SECTOR 56 | BANCO DE PROVA - RGB MI-35 | WOODEN BOX 11 | OUT OF USE | 365 |  |  | -45079.6046 |  | EQUIPMENT TAGGED AS OUT OF SERVICE | Equipment used exclusively in the MI-35M project of the Brazilian Air Force. Project halted by customer decision. Equipment out of use identified.
NCC001610 | ANALOG DYNAMOMETER | DIMENSIONAL | HUNTER SPRING CO | L-10 | N/A | 0.1LB | 0.1LB | CALIBRAVEL\NCC001610.JPG | SECTOR 12 | SALA LIMPA | CLEAN ROOM | IN USE | 365 | 2022-11-30 | 2023-11-30 | 180.3954 | MEDIÇÃO
NCC001611 | COMPARATOR CLOCK | DIMENSIONAL | MITITAYO | NBD570 | 2414S | 0 - 500 IN | 0.001 IN | CALIBRAVEL\NCC001611.JPG | SECTOR 26 | TESTE PNEUMÁTICO | PNEUMATIC SYSTEM TEST ROOM | IN USE | 365 | 2022-08-16 | 2023-08-16 | 74.3954 |  | TOGETHER WITH DLEED TOOL
NCC001612 | CONDUCTIVITY METER AND PH | DIMENSIONAL | OMEGA | PHH-7011 | 724178 | -2 TO 16 PH | -2 TO 16 PH |  | SECTOR 04 | PROCESSOS QUÍMICOS | CHEMICAL LABORSECTOR 20ORY | OUT OF USE | 365 |  |  | -45079.6046 |  | USED IN CHEMICAL PROCESSES
NCC001613 | MANOMETER | DIMENSIONAL | POCMA | IP65 | N/A | 0 - 1.6 MPA | 0 - 1.6 MPA | CALIBRAVEL\NCC001613.JPG | SECTOR 20 | ÁREA SUPRIMENTOS (ESTOQUE 7) | BOOKSHELF A / SHELF 3 | OUT OF USE | 365 |  |  | -45079.6046 |  | EQUIPMENT TAGGED AS OUT OF SERVICE | Equipment used exclusively in the MI-35M project of the Brazilian Air Force. Project halted by customer decision. Equipment out of use identified.
NCC001614 | MANOMETER | PRESSURE | POCMA | IP65 | N/A | 0 - 16 MPA | 0 - 16 MPA | CALIBRAVEL\NCC001614.JPG | SECTOR 20 | ÁREA SUPRIMENTOS (ESTOQUE 7) | BOOKSHELF A / SHELF 3 | OUT OF USE | 365 |  |  | -45079.6046 |  | EQUIPMENT TAGGED AS OUT OF SERVICE | Equipment used exclusively in the MI-35M project of the Brazilian Air Force. Project halted by customer decision. Equipment out of use identified.
NCC001615 | CARGO CELL | FORCE | N/A | AL V 10 (1115019817) | 79733 | 0 - 50KG | 0 - 50KG | CALIBRAVEL\NCC001615.JPG | SECTOR 20 | ÁREA SUPRIMENTOS (ESTOQUE 7) | BOOKSHELF A / SHELF 3 | OUT OF USE | 365 |  |  | -45079.6046 |  | EQUIPMENT TAGGED AS OUT OF SERVICE | Equipment used exclusively in the MI-35M project of the Brazilian Air Force. Project halted by customer decision. Equipment out of use identified.
NCC001616 | MANOMETER | PRESSURE | POCMA | IP65 | N/A | 0 - 136 MPA | 0 - 136 MPA | CALIBRAVEL\NCC001616.JPG | SECTOR 20 | ÁREA SUPRIMENTOS (ESTOQUE 7) | OUT OF SERVICE EQUIPMENT ROOM | OUT OF USE | 365 |  |  | -45079.6046 |  | EQUIPMENT TAGGED AS OUT OF SERVICE | Equipment used exclusively in the MI-35M project of the Brazilian Air Force. Project halted by customer decision. Equipment out of use identified.
NCC001617 | ELECTRONIC DIMAMOMETER | FORCE | UNIGRAM | DEP/6 (WI-19) | A678W19019 | N/A | N/A | CALIBRAVEL\NCC001617.JPG | SECTOR 20 | ÁREA SUPRIMENTOS (ESTOQUE 7) | BOOKSHELF A / SHELF 1 | OUT OF USE | 365 |  |  | -45079.6046 |  | EQUIPMENT TAGGED AS OUT OF SERVICE | Equipment used exclusively in the MI-35M project of the Brazilian Air Force. Project halted by customer decision. Equipment out of use identified.
NCC001618 | DIFFERENTIAL MANOMETER | PRESSURE | N/A | IP65 | ДM2010VУ2 | 0 - 160 KGF/CM² | 0 - 160 KGF/CM² | CALIBRAVEL\NCC001618.JPG | SECTOR 20 | ÁREA SUPRIMENTOS (ESTOQUE 7) | OUT OF SERVICE EQUIPMENT ROOM | OUT OF USE | 365 |  |  | -45079.6046 |  | EQUIPMENT TAGGED AS OUT OF SERVICE | Equipment used exclusively in the MI-35M project of the Brazilian Air Force. Project halted by customer decision. Equipment out of use identified.
NCC001619 | INTERNAL MICROMETER | DIMENSIONAL | MITITAYO | N/A | 11809 | 2.0 - 2.5 " | 2.0 - 2.5 " | CALIBRAVEL\NCC001619.JPG | SECTOR 09 | PROJETO M250 & RR300 | MOTORS WORKSHOP M250/RR300 | IN USE | 365 | 2022-06-02 | 2023-06-02 | -0.60462 | MEDIÇÃO | IN THE SECTOR
NCC001620 | INTERNAL MICROMETER | DIMENSIONAL | MITITAYO | N/A | 11836 | 2.5 - 3.0 " | 2.5 - 3.0 " | CALIBRAVEL\NCC001620.JPG | SECTOR 09 | PROJETO M250 & RR300 | MOTORS WORKSHOP M250/RR300 | IN USE | 365 | 2022-06-29 | 2023-06-29 | 26.3954 | MEDIÇÃO | EXTERNAL CALIBRATION | INVOICE 000011595
NCC001621 | INTERNAL MICROMETER | DIMENSIONAL | MITITAYO | N/A | 6798 | 3.0 - 3.5 " | 3.0 - 3.5 " | CALIBRAVEL\NCC001621.JPG | SECTOR 09 | PROJETO M250 & RR300 | MOTORS WORKSHOP M250/RR300 | IN USE | 365 | 2022-06-26 | 2023-06-26 | 23.3954 | MEDIÇÃO | EXTERNAL CALIBRATION | N/A
NCC001622 | INTERNAL MICROMETER | DIMENSIONAL | MITITAYO | N/A | 3017 | 3.5 - 4.0 " | 3.5 - 4.0 " | CALIBRAVEL\NCC001622.JPG | SECTOR 09 | PROJETO M250 & RR300 | MOTORS WORKSHOP M250/RR300 | IN USE | 365 | 2022-06-29 | 2023-06-29 | 26.3954 | MEDIÇÃO | IN THE SECTOR | N/A
NCC001623 | EXTERNAL MICROMETER | DIMENSIONAL | MITITAYO | N/A | 6162192 | 0 -1 "0.0001" | 0 -1 "0.0001" | CALIBRAVEL\NCC001623.JPG | SECTOR 09 | PROJETO M250 & RR300 | M250 & RR300 PROJECT | IN USE | 365 | 2023-03-27 | 2024-03-26 | 297.3954 | MEDIÇÃO | N/A | N/A | ..\CERTIFICADOS DE PÓS CALIBRAÇÃO\2023\ABRIL\NCC001623 - MICRÔMETRO EXTERNO ANALÓGICO.pdf
NCC001624 | EXTERNAL MICROMETER | DIMENSIONAL | MITITAYO | N/A | 193-202 | 1 - 2 " | 1 - 2 " | CALIBRAVEL\NCC001624.JPG | SECTOR 09 | PROJETO M250 & RR300 | MOTORS WORKSHOP M250/RR300 | IN USE | 365 | 2023-03-27 | 2024-03-26 | 297.3954 | MEDIÇÃO | N/A | N/A | ..\CERTIFICADOS DE PÓS CALIBRAÇÃO\2023\ABRIL\NCC001624 - MICRÔMETRO EXTERNO ANALÓGICO.pdf
NCC001625 | EXTERNAL MICROMETER | DIMENSIONAL | MITITAYO | N/A | 6162172 | 0/1 ". 0001" | 0/1 ". 0001" | CALIBRAVEL\NCC001625 - MICROMETRO.jpg | SECTOR 09 | PROJETO M250 & RR300 | MOTORS WORKSHOP M250/RR300 | IN USE | 365 | 2022-04-18 | 2023-04-18 | -45.6046 | MEDIÇÃO | SOLICITAÇÃO DE ORÇAMENTO COMPLEMENTAR PARA CALIBRAÇÃO DE ABRIL | N/A
NCC001626 | INTERNAL MICROMETER | DIMENSIONAL | MITITAYO | N/A | 17830 | 0.8 - 1 " | 0.8 - 1 " | CALIBRAVEL\NCC001626.JPG | SECTOR 09 | PROJETO M250 & RR300 | MOTORS WORKSHOP M250/RR300 | IN USE | 365 | 2022-06-29 | 2023-06-29 | 26.3954 | MEDIÇÃO |  |  | ..\CERTIFICADOS DE PÓS CALIBRAÇÃO\2023\MARÇO\NCC001626 - MICRÔMETRO INTERNO 3 PONTAS.pdf
NCC001627 | INTERNAL MICROMETER | DIMENSIONAL | MITITAYO | N/A | 20146 | 1.0 - 1.2 " | 1.0 - 1.2 " | CALIBRAVEL\NCC001627.JPG | SECTOR 09 | PROJETO M250 & RR300 | MOTORS WORKSHOP M250/RR300 | IN USE | 365 | 2022-06-29 | 2023-06-29 | 26.3954 | MEDIÇÃO | IN THE SECTOR
NCC001628 | INTERNAL MICROMETER | DIMENSIONAL | MITITAYO | N/A | 18737 | 1.2 - 1.6 " | 1.2 - 1.6 " | CALIBRAVEL\NCC001528.JPG | SECTOR 09 | PROJETO M250 & RR300 | MOTORS WORKSHOP M250/RR300 | IN USE | 365 | 2022-06-29 | 2023-06-29 | 26.3954 | MEDIÇÃO | EXTERNAL CALIBRATION
NCC001629 | INTERNAL MICROMETER | DIMENSIONAL | MITITAYO | N/A | 20461 | 1.6 - 2.0 " | 1.6 - 2.0 " | CALIBRAVEL\NCC001629.JPG | SECTOR 09 | PROJETO M250 & RR300 | MOTORS WORKSHOP M250/RR300 | IN USE | 365 | 2022-06-29 | 2023-06-29 | 26.3954 | MEDIÇÃO | EXTERNAL CALIBRATION
NCC001690 | MANOMETER | PRESSURE | N/A | N/A | N/A | 0 - 150PSI / 0 - 10 BAR | 2 PSI |  | SECTOR 04 | PROCESSOS QUÍMICOS | BEHIND TIN BATH | IN USE | 365 | 2022-06-03 | 2023-06-03 | 0.39538 | MEDIÇÃO
NCC001631 | TEMPERIZER AND TEMPERSECTOR 20URE CONTROLER | TEMPERSECTOR 20URE | N/A | N/A | N/A | 0 - 100 ° C | 0.1 ° C |  | SECTOR 115 | COMPRESSOR DE AR COMPRIMIDO | CHEMICAL CLEANING REPAIRS | OUT OF USE | 365 | 2019-03-21 | 2020-03-20 | -1169.6046 | MEDIÇÃO | PACKAGED EQUIPMENT, WAITING FOR PROTECT DEFINITION. | Equipment used exclusively in the MI-35M project of the Brazilian Air Force. Project halted by customer decision. Equipment out of use identified.
NCC001632 | ANILHAS DE CONTRAPESO 25K DISC WASHER PLSECTOR 20E | PESO WEIGHT | FERMET | ANILHA | 23999 | 25 KG | 25K | CALIBRAVEL\ANILHA DE 25K.jpg | SECTOR 102 | BANCO DE PROVAS - T56 & PW100 | T56/PW TEST CELL | OUT OF USE | 365 |  |  | -45079.6046 |  | EQUIPMENT TAGGED AS OUT OF SERVICE | WAITING FOR COMPANY DEMAND TO MAKE A CALIBRATION SERVICE QUOTATION
NCC001633 | ANILHAS DE CONTRAPESO 25K DISC WASHER PLSECTOR 20E | PESO WEIGHT | FERMET | ANILHA | 24000 | 25 KG | 25K | CALIBRAVEL\ANILHA DE 25K.jpg | SECTOR 102 | BANCO DE PROVAS - T56 & PW100 | T56/PW TEST CELL | OUT OF USE | 365 |  |  | -45079.6046 |  | EQUIPMENT TAGGED AS OUT OF SERVICE | WAITING FOR COMPANY DEMAND TO MAKE A CALIBRATION SERVICE QUOTATION
NCC001634 | ANILHAS DE CONTRAPESO 25K DISC WASHER PLSECTOR 20E | PESO WEIGHT | FERMET | ANILHA | 24001 | 25 KG | 25K | CALIBRAVEL\ANILHA DE 25K.jpg | SECTOR 102 | BANCO DE PROVAS - T56 & PW100 | T56/PW TEST CELL | OUT OF USE | 365 |  |  | -45079.6046 |  | EQUIPMENT TAGGED AS OUT OF SERVICE | WAITING FOR COMPANY DEMAND TO MAKE A CALIBRATION SERVICE QUOTATION
NCC001635 | ANILHAS DE CONTRAPESO 25K DISC WASHER PLSECTOR 20E | PESO WEIGHT | FERMET | ANILHA | 24002 | 25 KG | 25K | CALIBRAVEL\ANILHA DE 25K.jpg | SECTOR 102 | BANCO DE PROVAS - T56 & PW100 | T56/PW TEST CELL | OUT OF USE | 365 |  |  | -45079.6046 |  | EQUIPMENT TAGGED AS OUT OF SERVICE | WAITING FOR COMPANY DEMAND TO MAKE A CALIBRATION SERVICE QUOTATION
NCC001636 | ANILHAS DE CONTRAPESO 25K DISC WASHER PLSECTOR 20E | PESO WEIGHT | FERMET | ANILHA | 24003 | 25 KG | 25K | CALIBRAVEL\ANILHA DE 25K.jpg | SECTOR 102 | BANCO DE PROVAS - T56 & PW100 | T56/PW TEST CELL | OUT OF USE | 365 |  |  | -45079.6046 |  | EQUIPMENT TAGGED AS OUT OF SERVICE | WAITING FOR COMPANY DEMAND TO MAKE A CALIBRATION SERVICE QUOTATION
NCC001637 | ANILHAS DE CONTRAPESO 25K DISC WASHER PLSECTOR 20E | PESO WEIGHT | FERMET | ANILHA | 24004 | 25 KG | 25K | CALIBRAVEL\ANILHA DE 25K.jpg | SECTOR 102 | BANCO DE PROVAS - T56 & PW100 | T56/PW TEST CELL | OUT OF USE | 365 |  |  | -45079.6046 |  | EQUIPMENT TAGGED AS OUT OF SERVICE | WAITING FOR COMPANY DEMAND TO MAKE A CALIBRATION SERVICE QUOTATION
NCC001638 | ANILHAS DE CONTRAPESO 25K DISC WASHER PLSECTOR 20E | PESO WEIGHT | FERMET | ANILHA | 24005 | 25 KG | 25K | CALIBRAVEL\ANILHA DE 25K.jpg | SECTOR 102 | BANCO DE PROVAS - T56 & PW100 | T56/PW TEST CELL | OUT OF USE | 365 |  |  | -45079.6046 |  | EQUIPMENT TAGGED AS OUT OF SERVICE | WAITING FOR COMPANY DEMAND TO MAKE A CALIBRATION SERVICE QUOTATION
NCC001639 | ANILHAS DE CONTRAPESO 25K DISC WASHER PLSECTOR 20E | PESO WEIGHT | FERMET | ANILHA | 24006 | 25 KG | 25K | CALIBRAVEL\ANILHA DE 25K.jpg | SECTOR 102 | BANCO DE PROVAS - T56 & PW100 | T56/PW TEST CELL | OUT OF USE | 365 |  |  | -45079.6046 |  | EQUIPMENT TAGGED AS OUT OF SERVICE | WAITING FOR COMPANY DEMAND TO MAKE A CALIBRATION SERVICE QUOTATION
NCC001640 | ANILHAS DE CONTRAPESO 25K DISC WASHER PLSECTOR 20E | PESO WEIGHT | FERMET | ANILHA | 24007 | 25 KG | 25K | CALIBRAVEL\ANILHA DE 25K.jpg | SECTOR 102 | BANCO DE PROVAS - T56 & PW100 | T56/PW TEST CELL | OUT OF USE | 365 |  |  | -45079.6046 |  | EQUIPMENT TAGGED AS OUT OF SERVICE | WAITING FOR COMPANY DEMAND TO MAKE A CALIBRATION SERVICE QUOTATION
NCC001641 | ANILHAS DE CONTRAPESO 25K DISC WASHER PLSECTOR 20E | PESO WEIGHT | FERMET | ANILHA | 24008 | 25 KG | 25K | CALIBRAVEL\ANILHA DE 25K.jpg | SECTOR 102 | BANCO DE PROVAS - T56 & PW100 | T56/PW TEST CELL | OUT OF USE | 365 |  |  | -45079.6046 |  | EQUIPMENT TAGGED AS OUT OF SERVICE | WAITING FOR COMPANY DEMAND TO MAKE A CALIBRATION SERVICE QUOTATION
NCC001642 | ANILHAS DE CONTRAPESO 25K DISC WASHER PLSECTOR 20E | PESO WEIGHT | FERMET | ANILHA | 24009 | 25 KG | 25K | CALIBRAVEL\ANILHA DE 25K.jpg | SECTOR 102 | BANCO DE PROVAS - T56 & PW100 | T56/PW TEST CELL | OUT OF USE | 365 |  |  | -45079.6046 |  | EQUIPMENT TAGGED AS OUT OF SERVICE | WAITING FOR COMPANY DEMAND TO MAKE A CALIBRATION SERVICE QUOTATION
NCC001643 | ANILHAS DE CONTRAPESO 25K DISC WASHER PLSECTOR 20E | PESO WEIGHT | FERMET | ANILHA | 24010 | 25 KG | 25K | CALIBRAVEL\ANILHA DE 25K.jpg | SECTOR 102 | BANCO DE PROVAS - T56 & PW100 | T56/PW TEST CELL | OUT OF USE | 365 |  |  | -45079.6046 |  | EQUIPMENT TAGGED AS OUT OF SERVICE | WAITING FOR COMPANY DEMAND TO MAKE A CALIBRATION SERVICE QUOTATION
NCC001644 | ANILHAS DE CONTRAPESO 25K DISC WASHER PLSECTOR 20E | PESO WEIGHT | FERMET | ANILHA | 24011 | 25 KG | 25K | CALIBRAVEL\ANILHA DE 25K.jpg | SECTOR 102 | BANCO DE PROVAS - T56 & PW100 | T56/PW TEST CELL | OUT OF USE | 365 |  |  | -45079.6046 |  | EQUIPMENT TAGGED AS OUT OF SERVICE | WAITING FOR COMPANY DEMAND TO MAKE A CALIBRATION SERVICE QUOTATION
NCC001645 | ANILHAS DE CONTRAPESO 25K DISC WASHER PLSECTOR 20E | PESO WEIGHT | FERMET | ANILHA | 24012 | 25 KG | 25K | CALIBRAVEL\ANILHA DE 25K.jpg | SECTOR 102 | BANCO DE PROVAS - T56 & PW100 | T56/PW TEST CELL | OUT OF USE | 365 |  |  | -45079.6046 |  | EQUIPMENT TAGGED AS OUT OF SERVICE | WAITING FOR COMPANY DEMAND TO MAKE A CALIBRATION SERVICE QUOTATION
NCC001646 | ANILHAS DE CONTRAPESO 25K DISC WASHER PLSECTOR 20E | PESO WEIGHT | FERMET | ANILHA | 24013 | 25 KG | 25K | CALIBRAVEL\ANILHA DE 25K.jpg | SECTOR 102 | BANCO DE PROVAS - T56 & PW100 | T56/PW TEST CELL | OUT OF USE | 365 |  |  | -45079.6046 |  | EQUIPMENT TAGGED AS OUT OF SERVICE | WAITING FOR COMPANY DEMAND TO MAKE A CALIBRATION SERVICE QUOTATION
NCC001647 | ANILHAS DE CONTRAPESO 25K DISC WASHER PLSECTOR 20E | PESO WEIGHT | FERMET | ANILHA | 24014 | 25 KG | 25K | CALIBRAVEL\ANILHA DE 25K.jpg | SECTOR 102 | BANCO DE PROVAS - T56 & PW100 | T56/PW TEST CELL | OUT OF USE | 365 |  |  | -45079.6046 |  | EQUIPMENT TAGGED AS OUT OF SERVICE | WAITING FOR COMPANY DEMAND TO MAKE A CALIBRATION SERVICE QUOTATION
NCC001648 | ANILHAS DE CONTRAPESO 25K DISC WASHER PLSECTOR 20E | PESO WEIGHT | FERMET | ANILHA | 24015 | 25 KG | 25K | CALIBRAVEL\ANILHA DE 25K.jpg | SECTOR 102 | BANCO DE PROVAS - T56 & PW100 | T56/PW TEST CELL | OUT OF USE | 365 |  |  | -45079.6046 |  | EQUIPMENT TAGGED AS OUT OF SERVICE | WAITING FOR COMPANY DEMAND TO MAKE A CALIBRATION SERVICE QUOTATION
NCC001649 | ANILHAS DE CONTRAPESO 25K DISC WASHER PLSECTOR 20E | PESO WEIGHT | FERMET | ANILHA | 24016 | 25 KG | 25K | CALIBRAVEL\ANILHA DE 25K.jpg | SECTOR 102 | BANCO DE PROVAS - T56 & PW100 | T56/PW TEST CELL | OUT OF USE | 365 |  |  | -45079.6046 |  | EQUIPMENT TAGGED AS OUT OF SERVICE | WAITING FOR COMPANY DEMAND TO MAKE A CALIBRATION SERVICE QUOTATION
NCC001650 | ANILHAS DE CONTRAPESO 25K DISC WASHER PLSECTOR 20E | PESO WEIGHT | FERMET | ANILHA | 24017 | 25 KG | 25K | CALIBRAVEL\ANILHA DE 25K.jpg | SECTOR 102 | BANCO DE PROVAS - T56 & PW100 | T56/PW TEST CELL | OUT OF USE | 365 |  |  | -45079.6046 |  | EQUIPMENT TAGGED AS OUT OF SERVICE | WAITING FOR COMPANY DEMAND TO MAKE A CALIBRATION SERVICE QUOTATION
NCC001651 | ANILHAS DE CONTRAPESO 25K DISC WASHER PLSECTOR 20E | PESO WEIGHT | FERMET | ANILHA | 24018 | 25 KG | 25K | CALIBRAVEL\ANILHA DE 25K.jpg | SECTOR 102 | BANCO DE PROVAS - T56 & PW100 | T56/PW TEST CELL | OUT OF USE | 365 |  |  | -45079.6046 |  | EQUIPMENT TAGGED AS OUT OF SERVICE | WAITING FOR COMPANY DEMAND TO MAKE A CALIBRATION SERVICE QUOTATION
NCC001652 | ANILHAS DE CONTRAPESO 25K DISC WASHER PLSECTOR 20E | PESO WEIGHT | FERMET | ANILHA | 24019 | 25 KG | 25K | CALIBRAVEL\ANILHA DE 25K.jpg | SECTOR 102 | BANCO DE PROVAS - T56 & PW100 | T56/PW TEST CELL | OUT OF USE | 365 |  |  | -45079.6046 |  | EQUIPMENT TAGGED AS OUT OF SERVICE | WAITING FOR COMPANY DEMAND TO MAKE A CALIBRATION SERVICE QUOTATION
NCC001653 | ANILHAS DE CONTRAPESO 25K DISC WASHER PLSECTOR 20E | PESO WEIGHT | FERMET | ANILHA | 24020 | 25 KG | 25K | CALIBRAVEL\ANILHA DE 25K.jpg | SECTOR 102 | BANCO DE PROVAS - T56 & PW100 | T56/PW TEST CELL | OUT OF USE | 365 |  |  | -45079.6046 |  | EQUIPMENT TAGGED AS OUT OF SERVICE | WAITING FOR COMPANY DEMAND TO MAKE A CALIBRATION SERVICE QUOTATION
NCC001654 | ANILHAS DE CONTRAPESO 25K DISC WASHER PLSECTOR 20E | PESO WEIGHT | FERMET | ANILHA | 24021 | 25 KG | 25K | CALIBRAVEL\ANILHA DE 25K.jpg | SECTOR 102 | BANCO DE PROVAS - T56 & PW100 | T56/PW TEST CELL | OUT OF USE | 365 |  |  | -45079.6046 |  | EQUIPMENT TAGGED AS OUT OF SERVICE | WAITING FOR COMPANY DEMAND TO MAKE A CALIBRATION SERVICE QUOTATION
NCC001655 | ANILHAS DE CONTRAPESO 25K DISC WASHER PLSECTOR 20E | PESO WEIGHT | FERMET | ANILHA | 24022 | 25 KG | 25K | CALIBRAVEL\ANILHA DE 25K.jpg | SECTOR 102 | BANCO DE PROVAS - T56 & PW100 | T56/PW TEST CELL | OUT OF USE | 365 |  |  | -45079.6046 |  | EQUIPMENT TAGGED AS OUT OF SERVICE | WAITING FOR COMPANY DEMAND TO MAKE A CALIBRATION SERVICE QUOTATION
NCC001656 | ANILHAS DE CONTRAPESO 25K DISC WASHER PLSECTOR 20E | PESO WEIGHT | FERMET | ANILHA | 24023 | 25 KG | 25K | CALIBRAVEL\ANILHA DE 25K.jpg | SECTOR 102 | BANCO DE PROVAS - T56 & PW100 | T56/PW TEST CELL | OUT OF USE | 365 |  |  | -45079.6046 |  | EQUIPMENT TAGGED AS OUT OF SERVICE | WAITING FOR COMPANY DEMAND TO MAKE A CALIBRATION SERVICE QUOTATION
NCC001657 | ANILHAS DE CONTRAPESO 25K DISC WASHER PLSECTOR 20E | PESO WEIGHT | FERMET | ANILHA | 24024 | 25 KG | 25K | CALIBRAVEL\ANILHA DE 25K.jpg | SECTOR 102 | BANCO DE PROVAS - T56 & PW100 | T56/PW TEST CELL | OUT OF USE | 365 |  |  | -45079.6046 |  | EQUIPMENT TAGGED AS OUT OF SERVICE | WAITING FOR COMPANY DEMAND TO MAKE A CALIBRATION SERVICE QUOTATION
NCC001658 | ANILHAS DE CONTRAPESO 25K DISC WASHER PLSECTOR 20E | PESO WEIGHT | FERMET | ANILHA | 24025 | 25 KG | 25K | CALIBRAVEL\ANILHA DE 25K.jpg | SECTOR 102 | BANCO DE PROVAS - T56 & PW100 | T56/PW TEST CELL | OUT OF USE | 365 |  |  | -45079.6046 |  | EQUIPMENT TAGGED AS OUT OF SERVICE | WAITING FOR COMPANY DEMAND TO MAKE A CALIBRATION SERVICE QUOTATION
NCC001659 | ANILHAS DE CONTRAPESO 25K DISC WASHER PLSECTOR 20E | PESO WEIGHT | FERMET | ANILHA | 24026 | 25 KG | 25K | CALIBRAVEL\ANILHA DE 25K.jpg | SECTOR 102 | BANCO DE PROVAS - T56 & PW100 | T56/PW TEST CELL | OUT OF USE | 365 |  |  | -45079.6046 |  | EQUIPMENT TAGGED AS OUT OF SERVICE | WAITING FOR COMPANY DEMAND TO MAKE A CALIBRATION SERVICE QUOTATION
NCC001660 | ANILHAS DE CONTRAPESO 25K DISC WASHER PLSECTOR 20E | PESO WEIGHT | FERMET | ANILHA | 24027 | 25 KG | 25K | CALIBRAVEL\ANILHA DE 25K.jpg | SECTOR 102 | BANCO DE PROVAS - T56 & PW100 | T56/PW TEST CELL | OUT OF USE | 365 |  |  | -45079.6046 |  | EQUIPMENT TAGGED AS OUT OF SERVICE | WAITING FOR COMPANY DEMAND TO MAKE A CALIBRATION SERVICE QUOTATION
NCC001661 | ANILHAS DE CONTRAPESO 25K DISC WASHER PLSECTOR 20E | PESO WEIGHT | FERMET | ANILHA | 24028 | 25 KG | 25K | CALIBRAVEL\ANILHA DE 25K.jpg | SECTOR 102 | BANCO DE PROVAS - T56 & PW100 | T56/PW TEST CELL | OUT OF USE | 365 |  |  | -45079.6046 |  | EQUIPMENT TAGGED AS OUT OF SERVICE | WAITING FOR COMPANY DEMAND TO MAKE A CALIBRATION SERVICE QUOTATION
NCC001662 | ANILHAS DE CONTRAPESO 25K DISC WASHER PLSECTOR 20E | PESO WEIGHT | FERMET | ANILHA | 24029 | 25 KG | 25K | CALIBRAVEL\PESO 25K.jpg | SECTOR 102 | BANCO DE PROVAS - T56 & PW100 | T56/PW TEST CELL | OUT OF USE | 365 |  |  | -45079.6046 |  | EQUIPMENT TAGGED AS OUT OF SERVICE | WAITING FOR COMPANY DEMAND TO MAKE A CALIBRATION SERVICE QUOTATION
NCC001663 | ANILHAS DE CONTRAPESO 25K DISC WASHER PLSECTOR 20E | PESO WEIGHT | FERMET | ANILHA | 24030 | 25 KG | 25K | CALIBRAVEL\PESO 25K.jpg | SECTOR 102 | BANCO DE PROVAS - T56 & PW100 | T56/PW TEST CELL | OUT OF USE | 365 |  |  | -45079.6046 |  | EQUIPMENT TAGGED AS OUT OF SERVICE | WAITING FOR COMPANY DEMAND TO MAKE A CALIBRATION SERVICE QUOTATION
NCC001664 | ANILHAS DE CONTRAPESO 25K DISC WASHER PLSECTOR 20E | PESO WEIGHT | FERMET | ANILHA | 24031 | 25 KG | 25K | CALIBRAVEL\PESO 25K.jpg | SECTOR 102 | BANCO DE PROVAS - T56 & PW100 | T56/PW TEST CELL | OUT OF USE | 365 |  |  | -45079.6046 |  | EQUIPMENT TAGGED AS OUT OF SERVICE | WAITING FOR COMPANY DEMAND TO MAKE A CALIBRATION SERVICE QUOTATION
NCC001665 | ANILHAS DE CONTRAPESO 25K DISC WASHER PLSECTOR 20E | PESO WEIGHT | FERMET | ANILHA | 24032 | 25 KG | 25K | CALIBRAVEL\PESO 25K.jpg | SECTOR 102 | BANCO DE PROVAS - T56 & PW100 | T56/PW TEST CELL | OUT OF USE | 365 |  |  | -45079.6046 |  | EQUIPMENT TAGGED AS OUT OF SERVICE | WAITING FOR COMPANY DEMAND TO MAKE A CALIBRATION SERVICE QUOTATION
NCC001666 | ANILHAS DE CONTRAPESO 25K DISC WASHER PLSECTOR 20E | PESO WEIGHT | FERMET | ANILHA | 24033 | 25 KG | 25K | CALIBRAVEL\PESO 25K.jpg | SECTOR 102 | BANCO DE PROVAS - T56 & PW100 | T56/PW TEST CELL | OUT OF USE | 365 |  |  | -45079.6046 |  | EQUIPMENT TAGGED AS OUT OF SERVICE | WAITING FOR COMPANY DEMAND TO MAKE A CALIBRATION SERVICE QUOTATION
NCC001667 | ANILHAS DE CONTRAPESO 25K DISC WASHER PLSECTOR 20E | PESO WEIGHT | FERMET | ANILHA | 24034 | 25 KG | 25K | CALIBRAVEL\PESO 25K.jpg | SECTOR 102 | BANCO DE PROVAS - T56 & PW100 | T56/PW TEST CELL | OUT OF USE | 365 |  |  | -45079.6046 |  | EQUIPMENT TAGGED AS OUT OF SERVICE | WAITING FOR COMPANY DEMAND TO MAKE A CALIBRATION SERVICE QUOTATION
NCC001668 | ANILHAS DE CONTRAPESO 25K DISC WASHER PLSECTOR 20E | PESO WEIGHT | FERMET | ANILHA | 24035 | 25 KG | 25K | CALIBRAVEL\PESO 25K.jpg | SECTOR 102 | BANCO DE PROVAS - T56 & PW100 | T56/PW TEST CELL | OUT OF USE | 365 |  |  | -45079.6046 |  | EQUIPMENT TAGGED AS OUT OF SERVICE | WAITING FOR COMPANY DEMAND TO MAKE A CALIBRATION SERVICE QUOTATION
NCC001669 | ANILHAS DE CONTRAPESO 25K DISC WASHER PLSECTOR 20E | PESO WEIGHT | FERMET | ANILHA | 24036 | 25 KG | 25K | CALIBRAVEL\PESO 25K.jpg | SECTOR 102 | BANCO DE PROVAS - T56 & PW100 | T56/PW TEST CELL | OUT OF USE | 365 |  |  | -45079.6046 |  | EQUIPMENT TAGGED AS OUT OF SERVICE | WAITING FOR COMPANY DEMAND TO MAKE A CALIBRATION SERVICE QUOTATION
NCC001670 | ANILHAS DE CONTRAPESO 25K DISC WASHER PLSECTOR 20E | PESO WEIGHT | FERMET | ANILHA | 24037 | 25 KG | 25K | CALIBRAVEL\PESO 25K.jpg | SECTOR 102 | BANCO DE PROVAS - T56 & PW100 | T56/PW TEST CELL | OUT OF USE | 365 |  |  | -45079.6046 |  | EQUIPMENT TAGGED AS OUT OF SERVICE | WAITING FOR COMPANY DEMAND TO MAKE A CALIBRATION SERVICE QUOTATION
NCC001671 | ANILHAS DE CONTRAPESO 25K DISC WASHER PLSECTOR 20E | PESO WEIGHT | FERMET | ANILHA | 24038 | 25 KG | 25K | CALIBRAVEL\PESO 25K.jpg | SECTOR 102 | BANCO DE PROVAS - T56 & PW100 | T56/PW TEST CELL | OUT OF USE | 365 |  |  | -45079.6046 |  | EQUIPMENT TAGGED AS OUT OF SERVICE | WAITING FOR COMPANY DEMAND TO MAKE A CALIBRATION SERVICE QUOTATION
NCC001672 | ANILHAS DE CONTRAPESO 25K DISC WASHER PLSECTOR 20E | PESO WEIGHT | FERMET | ANILHA | 24039 | 25 KG | 25K | CALIBRAVEL\PESO 25K.jpg | SECTOR 102 | BANCO DE PROVAS - T56 & PW100 | T56/PW TEST CELL | OUT OF USE | 365 |  |  | -45079.6046 |  | EQUIPMENT TAGGED AS OUT OF SERVICE | WAITING FOR COMPANY DEMAND TO MAKE A CALIBRATION SERVICE QUOTATION
NCC001673 | ANILHAS DE CONTRAPESO 25K DISC WASHER PLSECTOR 20E | PESO WEIGHT | FERMET | ANILHA | 24040 | 25 KG | 25K | CALIBRAVEL\PESO 25K.jpg | SECTOR 102 | BANCO DE PROVAS - T56 & PW100 | T56/PW TEST CELL | OUT OF USE | 365 |  |  | -45079.6046 |  | EQUIPMENT TAGGED AS OUT OF SERVICE | WAITING FOR COMPANY DEMAND TO MAKE A CALIBRATION SERVICE QUOTATION
NCC001674 | ANILHAS DE CONTRAPESO 25K DISC WASHER PLSECTOR 20E | PESO WEIGHT | FERMET | ANILHA | 24041 | 25 KG | 25K | CALIBRAVEL\PESO 25K.jpg | SECTOR 102 | BANCO DE PROVAS - T56 & PW100 | T56/PW TEST CELL | OUT OF USE | 365 |  |  | -45079.6046 |  | EQUIPMENT TAGGED AS OUT OF SERVICE | WAITING FOR COMPANY DEMAND TO MAKE A CALIBRATION SERVICE QUOTATION
NCC001675 | ANILHAS DE CONTRAPESO 25K DISC WASHER PLSECTOR 20E | PESO WEIGHT | FERMET | ANILHA | 24042 | 25 KG | 25K | CALIBRAVEL\PESO 25K.jpg | SECTOR 102 | BANCO DE PROVAS - T56 & PW100 | T56/PW TEST CELL | OUT OF USE | 365 |  |  | -45079.6046 |  | EQUIPMENT TAGGED AS OUT OF SERVICE | WAITING FOR COMPANY DEMAND TO MAKE A CALIBRATION SERVICE QUOTATION
NCC001676 | ANILHAS DE CONTRAPESO 25K DISC WASHER PLSECTOR 20E | PESO WEIGHT | FERMET | ANILHA | 24043 | 25 KG | 25K | CALIBRAVEL\PESO 25K.jpg | SECTOR 102 | BANCO DE PROVAS - T56 & PW100 | T56/PW TEST CELL | OUT OF USE | 365 |  |  | -45079.6046 |  | EQUIPMENT TAGGED AS OUT OF SERVICE | WAITING FOR COMPANY DEMAND TO MAKE A CALIBRATION SERVICE QUOTATION
NCC001677 | ANILHAS DE CONTRAPESO 25K DISC WASHER PLSECTOR 20E | PESO WEIGHT | FERMET | ANILHA | 24044 | 25 KG | 25K | CALIBRAVEL\PESO 25K.jpg | SECTOR 102 | BANCO DE PROVAS - T56 & PW100 | T56/PW TEST CELL | OUT OF USE | 365 |  |  | -45079.6046 |  | EQUIPMENT TAGGED AS OUT OF SERVICE | WAITING FOR COMPANY DEMAND TO MAKE A CALIBRATION SERVICE QUOTATION
NCC001678 | ANILHAS DE CONTRAPESO 25K DISC WASHER PLSECTOR 20E | PESO WEIGHT | FERMET | ANILHA | 24045 | 25 KG | 25K | CALIBRAVEL\PESO 25K.jpg | SECTOR 102 | BANCO DE PROVAS - T56 & PW100 | T56/PW TEST CELL | OUT OF USE | 365 |  |  | -45079.6046 |  | EQUIPMENT TAGGED AS OUT OF SERVICE | WAITING FOR COMPANY DEMAND TO MAKE A CALIBRATION SERVICE QUOTATION
NCC001679 | ANILHAS DE CONTRAPESO 25K DISC WASHER PLSECTOR 20E | PESO WEIGHT | FERMET | ANILHA | 24046 | 25 KG | 25K | CALIBRAVEL\PESO 25K.jpg | SECTOR 102 | BANCO DE PROVAS - T56 & PW100 | T56/PW TEST CELL | OUT OF USE | 365 |  |  | -45079.6046 |  | EQUIPMENT TAGGED AS OUT OF SERVICE | WAITING FOR COMPANY DEMAND TO MAKE A CALIBRATION SERVICE QUOTATION
NCC001680 | ANILHAS DE CONTRAPESO 25K DISC WASHER PLSECTOR 20E | PESO WEIGHT | FERMET | ANILHA | 24047 | 25 KG | 25K | CALIBRAVEL\PESO 25K.jpg | SECTOR 102 | BANCO DE PROVAS - T56 & PW100 | T56/PW TEST CELL | OUT OF USE | 365 |  |  | -45079.6046 |  | EQUIPMENT TAGGED AS OUT OF SERVICE | WAITING FOR COMPANY DEMAND TO MAKE A CALIBRATION SERVICE QUOTATION
NCC001681 | ANILHAS DE CONTRAPESO 25K DISC WASHER PLSECTOR 20E | PESO WEIGHT | FERMET | ANILHA | 24048 | 25 KG | 25K | CALIBRAVEL\PESO 25K.jpg | SECTOR 102 | BANCO DE PROVAS - T56 & PW100 | T56/PW TEST CELL | OUT OF USE | 365 |  |  | -45079.6046 |  | EQUIPMENT TAGGED AS OUT OF SERVICE | WAITING FOR COMPANY DEMAND TO MAKE A CALIBRATION SERVICE QUOTATION
NCC001682 | TACHOMETER | ROTSECTOR 20ION | N/A | N/A | N/A | N/A | N/A |  | SECTOR 102 | BANCO DE PROVAS - T56 & PW100 | T56/PW TEST CELL | OUT OF USE | 365 | 2019-04-03 | 2020-04-02 | -1156.6046 |  | EQUIPMENT TAGGED AS OUT OF SERVICE | WAITING FOR COMPANY DEMAND TO MAKE A CALIBRATION SERVICE QUOTATION
NCC001684 | TORQUEMETER | FORCE | SNAP-ON | 5,662,012 | 709093574 | N/A | N/A | CALIBRAVEL\NCC001684.JPG | SECTOR 20 | ÁREA SUPRIMENTOS (ESTOQUE 7) | OUT OF SERVICE EQUIPMENT ROOM | OUT OF USE | 365 | 2020-06-01 | 2021-06-01 | -731.6046 |  | EQUIPMENT TAGGED AS OUT OF SERVICE | WAITING FOR COMPANY DEMAND TO MAKE A CALIBRATION SERVICE QUOTATION
NCC001685 | TORQUEMETER | FORCE | CDI TORQUE PRODUCTS | N/A | N/A | 5 - 75 LBF.FT | N/A | CALIBRAVEL\NCC001685.JPG | SECTOR 09 | PROJETO M250 & RR300 | M250 MOTORS WORKSHOP | IN USE | 365 | 2022-08-08 | 2023-08-08 | 66.3954 | MEDIÇÃO | EXTERNAL CALIBRATION
NCC001686 | TORQUEMETER | FORCE | CDI TORQUE PRODUCTS | N/A | 109013276 | N/A | N/A | CALIBRAVEL\NCC001686.JPG | SECTOR 10 | INSPEÇÃO DIMENSIONAL | DIMENSIONAL INSPECTION AREA | IN USE | 365 | 2022-10-07 | 2023-10-07 | 126.3954 | MEDIÇÃO | EXTERNAL CALIBRATION
NCC001687 | FEELER CLOCK | DIMENSIONAL | MITITAYO | 513-401 | KHE-677 | 0 - 140 MM | 0.001 MM | CALIBRAVEL\NCC001687.JPG | SECTOR 10 | INSPEÇÃO DIMENSIONAL | DIMENSIONAL INSPECTION AREA | IN USE | 365 | 2022-06-15 | 2023-06-15 | 12.3954 |  | N/A | ALAN DID NOT REQUEST CALIBRATION IN AUGUST 2022. OUT OF SERVICE.
NCC001688 | FEELER CLOCK | DIMENSIONAL | MITITAYO | 513-404 | CME510 | 0 - 0.80 MM | 0.01 MM |  | SECTOR 40 | USINAGEM | MACHINING | IN USE | 365 | 2022-08-16 | 2023-08-16 | 74.3954 | MEDIÇÃO | N/A
NCC001691 | MANOMETER | PRESSURE | OMEGA | N/A | N/A | 0 - 150PSI / 0 - 10 BAR | N/A | CALIBRAVEL\NCC001691.JPG | SECTOR 04 | PROCESSOS QUÍMICOS | BACKWARD ALKALINE | IN USE | 365 | 2022-06-02 | 2023-06-02 | -0.60462 |  | N/A
NCC001709 | CONDUCTIVIMETER AT 215 | DIMENSIONAL | ALFAKIT | AT215 | E016074 | 50-1666 MS/CM/147 - 1408 ΜS/CM | N/A | CALIBRAVEL\NCC001709.JPG | SECTOR 04 | PROCESSOS QUÍMICOS | LOCATED IN THE TANK | IN USE | 365 | 2023-03-15 | 2024-03-14 | 285.3954 |  | N/A
NCC001692 | MANOMETER | PRESSURE | POLO-AIR | N/A | N/A | 0 - 11 KGF / CM² / 0 - 160 PSI | N/A |  | SECTOR 20 | ÁREA SUPRIMENTOS (ESTOQUE 7) | OUT OF SERVICE EQUIPMENT ROOM | OUT OF USE | 365 | 2019-04-25 | 2020-04-24 | -1134.6046 |  | EQUIPMENT TAGGED AS OUT OF SERVICE | WAITING FOR COMPANY DEMAND TO MAKE A CALIBRATION SERVICE QUOTATION
NCC001693 | DIGITAL COMPARSECTOR 20OR CLOCK | DIMENSIONAL | MITITAYO | ID-S1012M | 23864 | 0 - 0.5 " | N/A | CALIBRAVEL\NCC001693.JPG | SECTOR 20 | ÁREA SUPRIMENTOS (ESTOQUE 7) | CLEAN ROOM | OUT OF USE | 365 | 2019-07-20 | 2020-07-19 | -1048.6046 |  | CLEAN ROOM | WAITING FOR COMPANY DEMAND TO MAKE A CALIBRATION SERVICE QUOTATION
NCC001694 | DIGITAL COMPARSECTOR 20OR CLOCK | DIMENSIONAL | MITITAYO | N/A | 23860 | 0 - 12.70 MM | N/A | CALIBRAVEL\NCC001694.JPG | SECTOR 20 | ÁREA SUPRIMENTOS (ESTOQUE 7) | OUT OF SERVICE EQUIPMENT ROOM | OUT OF USE | 365 | 2021-08-19 | 2022-08-19 | -287.6046 |  | EQUIPMENT TAGGED AS OUT OF SERVICE | WAITING FOR COMPANY DEMAND TO MAKE A CALIBRATION SERVICE QUOTATION
NCC001696 | MULTIMETER | ELECTRICITY | PROSKIT | MT-1210 | 13396168 | N/A | N/A |  | SECTOR 20 | ÁREA SUPRIMENTOS (ESTOQUE 7) | OUT OF SERVICE EQUIPMENT ROOM | OUT OF USE | 365 |  |  | -45079.6046 |  | EQUIPMENT TAGGED AS OUT OF SERVICE | WAITING FOR COMPANY DEMAND TO MAKE A CALIBRATION SERVICE QUOTATION
NCC001697 | DIGITAL THERMOHYGROMETRO | TEMPERATURE | OMEGA | N/A | 88163 | N/A | N/A | CALIBRAVEL\NCC001697.JPG | SECTOR 49 | CABINE DE PINTURA | INSIDE THE PAINTING BOOTH | IN USE | 365 | 2022-06-25 | 2023-06-25 | 22.3954 | MEDIÇÃO
NCC001698 | TURBINE TYPE FLOW/ FLOW METER | FLOW RATE | COX INSTRUMENTS | LFC 6-00 | X12549 | 0.012… 1.25 GPM | N/A |  | SECTOR 28 | TESTE DE COMBUSTÍVEL | BENCH | IN USE | 365 | 2022-12-14 | 2023-12-14 | 194.3954 | FLOWMETER | BOTH IN THE FUEL TEST AND IN THE MACHINE ROOM. CALIBRATED TOGETHER NCC000127
NCC001699 | MANOMETER | PRESSURE | N/A | N/A | R981123ML57 | 0-50 INH | N/A | CALIBRAVEL\NCC001699.JPG | SECTOR 28 | TESTE DE COMBUSTÍVEL | BENCH | IN USE | 365 | 2022-05-06 | 2023-05-06 | -27.6046 | MEDIÇÃO | N/A
NCC001700 | ROTTER | FLOW RSECTOR 20E | DWYER CONTROLS GAGES | N/A | N/A | 0-10 SCFM | N/A | CALIBRAVEL\NCC001700.JPG | SECTOR 28 | TESTE DE COMBUSTÍVEL | BENCH | OUT OF USE | 365 | 2019-08-02 | 2020-08-01 | -1035.6046 |  | PACKAGED EQUIPMENT, WAITING FOR PROTECT DEFINITION. | Equipment used exclusively in the MI-35M project of the Brazilian Air Force. Project halted by customer decision. Equipment out of use identified.
NCC001701 | MANOMETER | PRESSURE | MARSH | N/A | N/A | 0-100 PSI / 0-700 KPA | N/A |  | SECTOR 28 | TESTE DE COMBUSTÍVEL | FUEL TEST | IN USE | 365 | 2021-08-18 | 2022-08-18 | -288.6046 |  | PACKAGED EQUIPMENT, WAITING FOR PROTECT DEFINITION.
NCC001702 | FREQUENCIMETER | ELECTRICITY | WIREBUS TECHNOLOGY & INNOVATION | N/A | 50180049 | N/A | N/A | CALIBRAVEL\NCC001702.JPG | SECTOR 102 | BANCO DE PROVAS - T56 & PW100 | NL-DID4 | IN USE | 365 | 2022-07-22 | 2023-07-22 | 49.3954 |  | 85 - 240VAC 100 - 350VDC WITHIN THE IAS Q120
NCC001703 | FREQUENCIMETER | ELECTRICITY | WIREBUS TECHNOLOGY & INNOVATION | N/A | 50190041 | N/A | N/A | CALIBRAVEL\NCC001703.JPG | SECTOR 102 | BANCO DE PROVAS - T56 & PW100 | NP -ID5 | IN USE | 365 | 2022-07-22 | 2023-07-22 | 49.3954 |  | 85 - 240VAC 100 - 350VDC
NCC001704 | FREQUENCIMETER | DIMENSIONAL | WIREBUS TECHNOLOGY & INNOVATION | N/A | 50180047 | N/A | N/A | CALIBRAVEL\NCC001704.JPG | SECTOR 102 | BANCO DE PROVAS - T56 & PW100 | TABLE IAS 120 | IN USE | 365 | 2022-07-22 | 2023-07-22 | 49.3954 |  | 85 - 240VAC 100 - 350VDC
NCC001705 | MICROMETER | DIMENSIONAL | HORNY | N/A | EG1595 | 1 - 2 " | N/A | CALIBRAVEL\NCC001910.JPG | SECTOR 20 | ÁREA SUPRIMENTOS (ESTOQUE 7) | OUT OF SERVICE EQUIPMENT ROOM | OUT OF USE | 365 | 2021-03-22 | 2022-03-22 | -437.6046 |  | PACKAGED EQUIPMENT, WAITING FOR PROTECT DEFINITION. | Equipment used exclusively in the MI-35M project of the Brazilian Air Force. Project halted by customer decision. Equipment out of use identified.
NCC001706 | MICROMETER | DIMENSIONAL | MITITAYO | 217 | N/A | 2 - 3 " | N/A | CALIBRAVEL\NCC001706.JPG | SECTOR 20 | ÁREA SUPRIMENTOS (ESTOQUE 7) | OUT OF SERVICE EQUIPMENT ROOM | OUT OF USE | 365 | 2021-03-22 | 2022-03-22 | -437.6046 |  | PACKAGED EQUIPMENT, WAITING FOR PROTECT DEFINITION. | Equipment used exclusively in the MI-35M project of the Brazilian Air Force. Project halted by customer decision. Equipment out of use identified.
NCC001707 | DIGITAL FREQUENCIMETER N1 | ELECTRICITY | S&E AND TEST AND MEASUREMENT INSTRUMENTS | N/A | 32258 | N/A | N/A | CALIBRAVEL\NCC001707.JPG | SECTOR 20 | ÁREA SUPRIMENTOS (ESTOQUE 7) | OUT OF SERVICE EQUIPMENT ROOM | OUT OF USE | 365 |  |  | -45079.6046 |  | EQUIPMENT TAGGED AS OUT OF SERVICE | WAITING FOR COMPANY DEMAND TO MAKE A CALIBRATION SERVICE QUOTATION
NCC001708 | DIGITAL MULTIMETER | ELECTRICITY | MINIPA | 1400519 | 190067440 | N/A | N/A | CALIBRAVEL\NCC001708.JPG | SECTOR 20 | ÁREA SUPRIMENTOS (ESTOQUE 7) | OUT OF SERVICE EQUIPMENT ROOM | OUT OF USE | 365 |  |  | -45079.6046 |  | EQUIPMENT TAGGED AS OUT OF SERVICE | WAITING FOR COMPANY DEMAND TO MAKE A CALIBRATION SERVICE QUOTATION
NCC001722 | MANOMETER | PRESSURE | ASHCROFT | N/A | N/A | 0 TO 1000 PSIG | N/A | CALIBRAVEL\NCC001722.JPG | SECTOR 25 | TESTE HIDRÁULICO | #REF | IN USE | 365 | 2023-03-03 | 2024-03-02 | 273.3954 | MEDIÇÃO | IN THE SECTOR | CALIBRATION PERFORMED
NCC001710 | LAYER METER PAINTING | DIMENSIONAL | MTI INSTRUMENTS | N/A | N/A | N/A | N/A | CALIBRAVEL\NCC001710 NCP002624.JPG | SECTOR 48 | PINTURA | SUPPORTING CART | IN USE | 365 | 2022-08-03 | 2023-08-03 | 61.3954 |  | CALIBRATED TOGETHER WITH NCC001710-1 - CERTIFICATE: 140320/21 DATE: 25/06/2021
NCC001711 | DIFFERENTIAL PRESSURE TRANSMITTER | PRESSURE | PLANET SENSOR | CPC-9800 | 14840 | 0 - 5 BAR | N/A |  | SECTOR 29 | SALA DE MÁQUINAS | BEHIND THE IAS-AC002 BENCH | IN USE | 365 | 2023-03-02 | 2024-03-01 | 272.3954 | MEDIÇÃO | IN THE SECTOR | CALIBRATION PERFORMED
NCC001712 | MICROMETER - 09 RODS | DIMENSIONAL | STARRETT | N/A | 445 | N/A | N/A | CALIBRAVEL\NCC001712.JPG | SECTOR 20 | ÁREA SUPRIMENTOS (ESTOQUE 7) | OUT OF SERVICE EQUIPMENT ROOM | OUT OF USE | 365 | 2021-08-20 | 2022-08-20 | -286.6046 |  | EQUIPMENT TAGGED AS OUT OF SERVICE | WAITING FOR COMPANY DEMAND TO MAKE A CALIBRATION SERVICE QUOTATION
NCC001713 | CLOCK | DIMENSIONAL | STARRETT | TER250FU | 2545 | N/A | N/A | CALIBRAVEL\NCC001713.JPG | SECTOR 08 | PROJETO T56 | T56 PROJECT | IN USE | 365 | 2022-05-04 | 2023-05-04 | -29.6046 | MEDIÇÃO
NCC001714 | MICROMETER | DIMENSIONAL | HORNY | N/A | N/A | 4 - 8 " | N/A | CALIBRAVEL\NCC001714.JPG | SECTOR 40 | USINAGEM | MACHINING | IN USE | 365 | 2022-08-29 | 2023-08-29 | 87.3954 | MEDIÇÃO | N/A
NCC001715 | ANALOG EXTERNAL MICROMETER | DIMENSIONAL | MITITAYO | N/A | 193-202 | 1 - 2 " | .001 " | CALIBRAVEL\NCC001715.JPG | SECTOR 20 | ÁREA SUPRIMENTOS (ESTOQUE 7) | OUT OF SERVICE EQUIPMENT ROOM | OUT OF USE | 365 | 2021-03-22 | 2022-03-22 | -437.6046 |  | EQUIPMENT TAGGED AS OUT OF SERVICE | WAITING FOR COMPANY DEMAND TO MAKE A CALIBRATION SERVICE QUOTATION
NCC001716 | IMBRICONUS | DIMENSIONAL | MITITAYO | N/A | 27465 | 2.0 - 2.5 " | N/A |  | SECTOR 40 | USINAGEM | MACHINING | IN USE | 365 | 2022-11-30 | 2023-11-30 | 180.3954 | MEDIÇÃO | N/A
NCC001717 | TEMPERSECTOR 20URE REGISTRAR | TEMPERSECTOR 20URE | ONSET | UX100-014M | 10336756 | 25,000 TO 300.00 ° C | N/A |  | SECTOR 20 | ÁREA SUPRIMENTOS (ESTOQUE 7) | OVEN: F01-AIS300 | OUT OF USE | 365 |  |  | -45079.6046 |  | EQUIPMENT TAGGED AS OUT OF SERVICE | WAITING FOR COMPANY DEMAND TO MAKE A CALIBRATION SERVICE QUOTATION
NCC001718 | TEMPERSECTOR 20URE REGISTRAR | TEMPERSECTOR 20URE | ONSET | UX100-014M | 10403699 | 25.00 TO 700.00 ° C | N/A |  | SECTOR 20 | ÁREA SUPRIMENTOS (ESTOQUE 7) | OVEN: F02-1AS700 | OUT OF USE | 365 |  |  | -45079.6046 |  | EQUIPMENT TAGGED AS OUT OF SERVICE | WAITING FOR COMPANY DEMAND TO MAKE A CALIBRATION SERVICE QUOTATION
NCC001719 | TEMPERSECTOR 20URE REGISTRAR | TEMPERSECTOR 20URE | ONSET | UX100-014M | 10403691 | 25.00 TO 760.00 ° C | N/A |  | SECTOR 20 | ÁREA SUPRIMENTOS (ESTOQUE 7) | OVEN: F03 = IAS760 | OUT OF USE | 365 |  |  | -45079.6046 |  | EQUIPMENT TAGGED AS OUT OF SERVICE | WAITING FOR COMPANY DEMAND TO MAKE A CALIBRATION SERVICE QUOTATION
NCC001720 | TEMPERSECTOR 20URE REGISTRAR | TEMPERSECTOR 20URE | ONSET | UX100-014M | 10403700 | 25.00 TO 300.00 ° C | N/A |  | SECTOR 20 | ÁREA SUPRIMENTOS (ESTOQUE 7) | OVEN: F04 = IAS760 | OUT OF USE | 365 |  |  | -45079.6046 |  | EQUIPMENT TAGGED AS OUT OF SERVICE | WAITING FOR COMPANY DEMAND TO MAKE A CALIBRATION SERVICE QUOTATION
NCC001723 | MANOMETER | PRESSURE | ASHCROFT | N/A | N/A | 0 TO 1000 PSIG | N/A | CALIBRAVEL\NCC001723.JPG |  | #N/A | FUEL TEST | IN USE | 365 | 2023-03-03 | 2024-03-02 | 273.3954 | MEDIÇÃO |  | CALIBRATION PERFORMED
NCC001726 | MANOMETER | PRESSURE | ITT BARTON | N/A | N/A | 0 TO 120 INHG DIF | N/A | CALIBRAVEL\NCC001726.JPG | SECTOR 28 | TESTE DE COMBUSTÍVEL | FCU IAS-001 BENCH | IN USE | 365 | 2023-03-03 | 2024-03-02 | 273.3954 | MEDIÇÃO | IN THE SECTOR | CALIBRATION PERFORMED
NCC001724 | MANOMETER | PRESSURE | HEISE | N/A | N/A | 0 TO 300 PSIG | N/A | CALIBRAVEL\NCC001724.JPG |  | #N/A | FUEL TEST | IN USE | 365 | 2022-04-13 | 2023-04-13 | -50.6046 |  | NOT FOUND | NOT FOUND FOR MARCH 03 CALIBRATION
NCC001725 | MANOMETER | PRESSURE | ASHCROFT | N/A | N/A | 0 TO 100 PSIG | N/A |  | SECTOR 20 | ÁREA SUPRIMENTOS (ESTOQUE 7) | LOCSECTOR 20E | OUT OF USE | 365 |  |  | -45079.6046 |  | EQUIPMENT TAGGED AS OUT OF SERVICE | WAITING FOR COMPANY DEMAND TO MAKE A CALIBRATION SERVICE QUOTATION
NCC001727 | MANOMETER | PRESSURE | ITT BARTON | N/A | N/A | 0 - 60 INHG DIF | N/A | CALIBRAVEL\NCC001727.JPG | SECTOR 28 | TESTE DE COMBUSTÍVEL | FCU IAS-001 BENCH | IN USE | 365 | 2022-07-25 | 2023-07-25 | 52.3954
NCC001731 | MANOMETER | PRESSURE | ASHCROFT | N/A | N/A | 0 - 2000 PSIG | N/A | CALIBRAVEL\NCC001731.JPG | SECTOR 28 | TESTE DE COMBUSTÍVEL | FCU IAS-001 BENCH | IN USE | 365 | 2023-03-03 | 2024-03-02 | 273.3954 | MEDIÇÃO | IN THE SECTOR | CALIBRATION PERFORMED
NCC001728 | MANOMETER | PRESSURE | ITT BARTON | N/A | N/A | 0 - 15 INHG DIF | N/A | CALIBRAVEL\NCC001728.JPG |  | #N/A | FUEL TEST | IN USE | 365 | 2022-04-13 | 2023-04-13 | -50.6046 |  | NOT FOUND | NOT FOUND FOR MARCH 03 CALIBRATION
NCC001729 | MANOMETER | PRESSURE | ITT BARTON | N/A | N/A | 0 - 60 INHG DIF | N/A | CALIBRAVEL\NCC001729.JPG |  | #N/A | FUEL TEST | OUT OF USE | 365 | 2022-07-25 | 2023-07-25 | 52.3954 |  | NOT FOUND
NCC001866 | DIGITAL MANOMETER | PRESSURE | OMEGA | N/A | DGP8001-30V300 | N/A | N/A | CALIBRAVEL\NCC001866.JPG | SECTOR 102 | BANCO DE PROVAS - T56 & PW100 | BLUE CART NCP002817 | IN USE | 365 | 2023-03-03 | 2024-03-02 | 273.3954 | MEDIÇÃO | BLUE CART NCP002817 | CALIBRATION PERFORMED
NCC001733 | MANOMETER | PRESSURE | ASHCROFT | N/A | N/A | 0 - 100 PSIG | N/A | CALIBRAVEL\NCC001733.JPG | SECTOR 20 | ÁREA SUPRIMENTOS (ESTOQUE 7) | OUT OF SERVICE EQUIPMENT ROOM | OUT OF USE | 365 | 2020-04-07 | 2021-04-07 | -786.6046 |  | EQUIPMENT TAGGED AS OUT OF SERVICE | WAITING FOR COMPANY DEMAND TO MAKE A CALIBRATION SERVICE QUOTATION
NCC001734 | MANOMETER | PRESSURE | ASHCROFT | N/A | N/A | -30 TO 60 PSIG | N/A | CALIBRAVEL\NCC001734.JPG | SECTOR 22 | SALA DE TESTE DE ARTIGOS AVULSOS MI-35 | MAINTENANCE AREA OF ​​SINGLE ARTICLES (CLEAN ROOM) | IN USE | 365 | 2022-11-30 | 2023-11-30 | 180.3954 | MEDIÇÃO | CALIBRATION POINTS: -30, -15, 0, 30, 60
NCC001735 | MANOMETER | PRESSURE | ASHCROFT | N/A | N/A | 0 - 100 PSIG | N/A | CALIBRAVEL\NCC001735.JPG |  | #N/A | PNEUMATIC TEST | IN USE | 365 | 2022-08-16 | 2023-08-16 | 74.3954 |  | NOT FOUND
NCC001736 | MANOMETER | PRESSURE | ITT BARTON | N/A | N/A | 0 - 20 PSI DIP | N/A | CALIBRAVEL\NCC001736.JPG | SECTOR 28 | TESTE DE COMBUSTÍVEL | FCU IAS-001 BENCH | IN USE | 365 | 2022-07-25 | 2023-07-25 | 52.3954
NCC001737 | MANOMETER | PRESSURE | ITT BARTON | N/A | N/A | 0 - 100 PSI DIF | N/A | CALIBRAVEL\NCC001737.JPG | AT | #N/A | FCU BENCH | IN USE | 365 | 2022-08-17 | 2023-08-17 | 75.3954 |  | CALIBRATION POINTS: 0, 25, 50, 75, 100
NCC001738 | MANOMETER | PRESSURE | USG | N/A | N/A | 0 - 600 PSIG | N/A | CALIBRAVEL\NCC001738.JPG | SECTOR 28 | TESTE DE COMBUSTÍVEL | FCU IAS-002 BENCH | IN USE | 365 | 2022-05-04 | 2023-05-04 | -29.6046 | MEDIÇÃO
NCC001739 | MANOMETER | PRESSURE | ASHCROFT | N/A | N/A | 0 - 100 PSIG | N/A | CALIBRAVEL\NCC001739.JPG | SECTOR 28 | TESTE DE COMBUSTÍVEL | FCU IAS-001 BENCH | IN USE | 365 | 2022-07-25 | 2023-07-25 | 52.3954
NCC001740 | MANOMETER | PRESSURE | USG | N/A | N/A | 0 - 100 PSIG | N/A | CALIBRAVEL\NCC001740.JPG | SECTOR 22 | SALA DE TESTE DE ARTIGOS AVULSOS MI-35 | HYDRAULIC | IN USE | 365 | 2022-08-16 | 2023-08-16 | 74.3954 | MEDIÇÃO | CALIBRATION POINTS: 0, 25, 50, 75, 100
NCC001741 | MANOMETER | PRESSURE | ASHCROFT | N/A | N/A | 0 - 60 PSIG | N/A | CALIBRAVEL\NCC001741.JPG | SECTOR 20 | ÁREA SUPRIMENTOS (ESTOQUE 7) | HYDRAULIC | OUT OF USE | 365 | 2021-08-16 | 2022-08-16 | -290.6046 |  | EQUIPMENT TAGGED AS OUT OF SERVICE | WAITING FOR COMPANY DEMAND TO MAKE A CALIBRATION SERVICE QUOTATION
NCC001742 | T TEMPERATURE MESH | TEMPERATURE | OMEGA | N/A | N/A | 10 - 100 ° C | N/A | CALIBRAVEL\NCC001742.JPG | SECTOR 04 | PROCESSOS QUÍMICOS | CR03-TQ01 | IN USE | 365 | 2022-06-13 | 2023-06-13 | 10.3954 |  | ENVIRONMENT - 30, 45, 60, 85
NCC001743 | T TEMPERATURE MESH | TEMPERATURE | OMEGA | N/A | N/A | 10 - 100 ° C | N/A | CALIBRAVEL\NCC001743.JPG | SECTOR 04 | PROCESSOS QUÍMICOS | CR04-TQ03 | IN USE | 365 | 2022-06-13 | 2023-06-13 | 10.3954 |  | ENVIRONMENT - 30, 45, 60, 85
NCC001744 | T TEMPERATURE MESH | TEMPERATURE | OMEGA | N/A | N/A | 0 - 100 ° C | 0.1 ° C | CALIBRAVEL\NCC001744.JPG | SECTOR 04 | PROCESSOS QUÍMICOS | CR05-TQ05 | IN USE | 365 | 2022-06-13 | 2023-06-13 | 10.3954 |  | ENVIRONMENT - 30, 45, 60, 85
NCC001745 | T TEMPERATURE MESH | TEMPERATURE | OMEGA | N/A | N/A | 10 - 100 ° C | N/A | CALIBRAVEL\NCC001745.JPG | SECTOR 04 | PROCESSOS QUÍMICOS | CR06-TQ07 | IN USE | 365 | 2022-06-14 | 2023-06-14 | 11.3954 |  | ENVIRONMENT - 30, 45, 60, 85
NCC001746 | T TEMPERATURE MESH | TEMPERATURE | OMEGA | N/A | N/A | 10 - 100 ° C | N/A | CALIBRAVEL\NCC001746.JPG | SECTOR 04 | PROCESSOS QUÍMICOS | CR07-TQ09 | IN USE | 365 | 2022-06-14 | 2023-06-14 | 11.3954 |  | ENVIRONMENT - 30, 45, 60, 85
NCC001747 | T TEMPERSECTOR 20URE MESH | TEMPERSECTOR 20URE | N/A | N/A | N/A | 10 - 100 ° C | N/A | N/A | SECTOR 04 | PROCESSOS QUÍMICOS | CR08-TQ11 | OUT OF USE | 365 | N/A | N | #VALUE! | MEDIÇÃO | NOT FOUND IN INSPECTION | NOT FOUND IN INSPECTION
NCC001748 | T TEMPERATURE MESH | TEMPERATURE | OMEGA | N/A | N/A | 10 - 100 ° C | N/A |  | SECTOR 04 | PROCESSOS QUÍMICOS | CR09-TQ18 | IN USE | 365 | 2022-06-14 | 2023-06-14 | 11.3954 | MEDIÇÃO | ENVIRONMENT - 30, 45, 60, 85
NCC001749 | T TEMPERATURE MESH | TEMPERATURE | OMEGA | N/A | N/A | 10 - 100 ° C | N/A |  | SECTOR 04 | PROCESSOS QUÍMICOS | CR10-TQ19 | IN USE | 365 | 2022-06-14 | 2023-06-14 | 11.3954 | MEDIÇÃO | ENVIRONMENT - 30, 45, 60, 85
NCC001750 | T TEMPERATURE MESH | TEMPERATURE | OMEGA | N/A | N/A | 10 - 100 ° C | N/A |  | SECTOR 04 | PROCESSOS QUÍMICOS | CR11-TQ21 | IN USE | 365 | 2022-06-13 | 2023-06-13 | 10.3954 | MEDIÇÃO | ENVIRONMENT - 30, 45, 60, 85
NCC001751 | T TEMPERATURE MESH | TEMPERATURE | OMEGA | N/A | N/A | 10 - 100 ° C | N/A |  | SECTOR 04 | PROCESSOS QUÍMICOS | CR12-TQ23 | IN USE | 365 | 2022-06-13 | 2023-06-13 | 10.3954 | MEDIÇÃO | ENVIRONMENT - 30, 45, 60, 85
NCC001752 | T TEMPERSECTOR 20URE MESH | TEMPERSECTOR 20URE | N/A | N/A | N/A | 10 - 100 ° C | N/A |  | SECTOR 04 | PROCESSOS QUÍMICOS | CR13-TQ25 | OUT OF USE | 365 | 2020-04-03 | 2021-04-03 | -790.6046 | MEDIÇÃO | EQUIPMENT TAGGED AS OUT OF SERVICE | WAITING FOR COMPANY DEMAND TO MAKE A CALIBRATION SERVICE QUOTATION
NCC001753 | T TEMPERATURE MESH | TEMPERATURE | N/A | N/A | N/A | 10 - 100 ° C | N/A | CALIBRAVEL\NCC001753.JPG | SECTOR 04 | PROCESSOS QUÍMICOS | CR14-TQ27 | OUT OF USE | 365 | 2022-06-14 | 2023-06-14 | 11.3954 | MEDIÇÃO | DISABLED TANK. ENVIRONMENT - 30, 45, 60, 85
NCC001754 | T TEMPERATURE MESH | TEMPERATURE | OMEGA | N/A | N/A | 10 - 100 ° C | N/A |  | SECTOR 04 | PROCESSOS QUÍMICOS | CR15-TQ28 | IN USE | 365 | 2022-06-13 | 2023-06-13 | 10.3954 | MEDIÇÃO | ENVIRONMENT - 30, 45, 60, 85
NCC001755 | T TEMPERATURE MESH | TEMPERATURE | OMEGA | N/A | N/A | 10 - 100 ° C | N/A |  | SECTOR 04 | PROCESSOS QUÍMICOS | CR16-TQ29 | IN USE | 365 | 2022-06-13 | 2023-06-13 | 10.3954 | MEDIÇÃO | ENVIRONMENT - 30, 45, 60, 85
NCC001756 | TPEM TYPE T TEMPERATURE MESH (5 POINTS) | TEMPERATURE | OMEGA | N/A | N/A | 0 - 100 ° C | 0.1 ° C |  | SECTOR 04 | PROCESSOS QUÍMICOS | CR17-TQ36 | IN USE | 365 | 2022-06-13 | 2023-06-13 | 10.3954 | MEDIÇÃO | ENVIRONMENT - 30, 45, 60, 85
NCC001757 | T TEMPERATURE MESH | TEMPERATURE | OMEGA | N/A | N/A | 10 - 100 ° C | N/A | N/A | SECTOR 04 | PROCESSOS QUÍMICOS | CR18-TQ26 | OUT OF USE | 365 | 2022-06-13 | 2023-06-13 | 10.3954 | MEDIÇÃO | ENVIRONMENT - 30, 45, 60, 85 | NOT FOUND IN INSPECTION
NCC001758 | T TEMPERATURE MESH | TEMPERATURE | OMEGA | N/A | N/A | 10 - 100 ° C | N/A |  | SECTOR 04 | PROCESSOS QUÍMICOS | CR19-TQ22 | IN USE | 365 | 2022-06-14 | 2023-06-14 | 11.3954 | MEDIÇÃO | ENVIRONMENT - 30, 45, 60, 85
NCC001759 | T TEMPERSECTOR 20URE MESH | TEMPERSECTOR 20URE | N/A | N/A | N/A | 10 - 100 ° C | N/A |  | SECTOR 20 | ÁREA SUPRIMENTOS (ESTOQUE 7) | CR20-TQ32 | OUT OF USE | 365 |  |  | -45079.6046 | MEDIÇÃO | EQUIPMENT TAGGED AS OUT OF SERVICE | WAITING FOR COMPANY DEMAND TO MAKE A CALIBRATION SERVICE QUOTATION
NCC001760 | T TEMPERSECTOR 20URE MESH | TEMPERSECTOR 20URE | N/A | N/A | N/A | 10 - 100 ° C | N/A | CALIBRAVEL\NCC001760.JPG | SECTOR 04 | PROCESSOS QUÍMICOS | CR21-TQ12 | OUT OF USE | 365 | 2020-04-03 | 2021-04-03 | -790.6046 | MEDIÇÃO | EQUIPMENT TAGGED AS OUT OF SERVICE
NCC001761 | T TEMPERATURE MESH | TEMPERATURE | N/A | N/A | N/A | 10 - 100 ° C | N/A | CALIBRAVEL\NCC001761.JPG | SECTOR 04 | PROCESSOS QUÍMICOS | CR22-TQ14 | OUT OF USE | 365 | 2022-06-13 | 2023-06-13 | 10.3954 | MEDIÇÃO | DISABLED TANK. ENVIRONMENT - 30, 45, 60, 85 | NOT FOUND
NCC001762 | T TEMPERATURE MESH | TEMPERATURE | N/A | N/A | N/A | 10 - 100 ° C | N/A | CALIBRAVEL\NCC001762.JPG | SECTOR 04 | PROCESSOS QUÍMICOS | IAS Q083 / CR23-TQ16 | OUT OF USE | 365 | 2022-06-13 | 2023-06-13 | 10.3954 | MEDIÇÃO | DISABLED TANK. ENVIRONMENT - 30, 45, 60, 85
NCC001763 | DIGITAL TIMER | TIME AND FREQUENCY | COEL CONTROLS ELECTRICOS LTDA | TT34 | N/A | 9999 TO 0.01 SECOND | N/A |  | SECTOR 04 | PROCESSOS QUÍMICOS | TQ-28 CIRCUIT 15 | IN USE | 365 | 2022-06-14 | 2023-06-14 | 11.3954 | MEDIÇÃO
NCC001764 | DIGITAL TIMER | TIME AND FREQUENCY | COEL CONTROLS ELECTRICOS LTDA | TT34 | N/A | 9999 TO 0.01 SECONDS | N/A |  | SECTOR 04 | PROCESSOS QUÍMICOS | TQ - 36 CIRCUIT 17 | IN USE | 365 | 2022-06-14 | 2023-06-14 | 11.3954 | MEDIÇÃO
NCC001765 | FEELER CLOCK | PRESSURE | MITITAYO | N/A | N/A | N/A | N/A | CALIBRAVEL\NCC001765.JPG | SECTOR 40 | USINAGEM | MACHINING | IN USE | 365 | 2022-07-25 | 2023-07-25 | 52.3954 | MEDIÇÃO
NCC001766 | DIGITAL TIMER | TIME AND FREQUENCY | COEL CONTROLS ELECTRICOS LTDA | TT34 | N/A | 9999 TO 0.01 SECONDS | N/A |  | SECTOR 20 | ÁREA SUPRIMENTOS (ESTOQUE 7) | TQ - 32 CIRCUIT 20 | OUT OF USE | 365 | 2020-04-03 | 2021-04-03 | -790.6046 |  | EQUIPMENT TAGGED AS OUT OF SERVICE | WAITING FOR COMPANY DEMAND TO MAKE A CALIBRATION SERVICE QUOTATION
NCC001767 | MANOMETER | PRESSURE | N/A | N/A | N/A | 0 - 150 PSI | 2 PSI |  | SECTOR 88 | BANCO DE PROVAS - M250 & RR300 | TEST CELL | IN USE | 365 | 2021-06-16 | 2022-06-16 | -351.6046 |  |  | WAITING FOR COMPANY DEMAND TO MAKE A CALIBRATION SERVICE QUOTATION
NCC001768 | DIGITAL TIMER | TIME AND FREQUENCY | COEL CONTROLS ELECTRICOS LTDA | TT34 | 82143 | 9999 TO 0.01 SECONDS | N/A | N/A | SECTOR 04 | PROCESSOS QUÍMICOS | TQ 14 CIRCUIT 22 | OUT OF USE | 365 | 2022-06-14 | 2023-06-14 | 11.3954 | MEDIÇÃO | NOT FOUND IN INSPECTION | NOT FOUND IN INSPECTION
NCC001769 | DIGITAL TIMER | TIME AND FREQUENCY | COEL CONTROLS ELECTRICOS LTDA | TT34 | 82144 | 9999 TO 0.01 | 9999 TO 0.01 | CALIBRAVEL\NCC001769.JPG | SECTOR 04 | PROCESSOS QUÍMICOS | TQ 26 CIRCUIT 18 | OUT OF USE | 365 | 2022-06-14 | 2023-06-14 | 11.3954 | MEDIÇÃO |  | NOT FOUND
NCC001770 | DIGITAL TIMER | TIME AND FREQUENCY | COEL CONTROLS ELECTRICOS LTDA | TT34 | 82145 | 9999 TO 0.01 | 10000 TO 0.01 |  | SECTOR 04 | PROCESSOS QUÍMICOS | TQ 23 CIRCUIT 12 | IN USE | 365 | 2022-06-14 | 2023-06-14 | 11.3954
NCC001771 | DIGITAL TIMER | TIME AND FREQUENCY | COEL CONTROLS ELECTRICOS LTDA | TT34 | 82146 | 9999 TO 0.01 | 10001 TO 0.01 |  | SECTOR 04 | PROCESSOS QUÍMICOS | TQ 21 CIRCUIT 11 | IN USE | 365 | 2022-06-14 | 2023-06-14 | 11.3954
NCC001772 | DIGITAL TIMER | TIME AND FREQUENCY | COEL CONTROLS ELECTRICOS LTDA | TT34 | 82147 | 9999 TO 0.01 | 10002 TO 0.01 |  | SECTOR 04 | PROCESSOS QUÍMICOS | TQ 18 CIRCUIT 09 | IN USE | 365 | 2022-06-14 | 2023-06-14 | 11.3954
NCC001773 | DIGITAL TIMER | TIME AND FREQUENCY | COEL CONTROLS ELECTRICOS LTDA | TT34 | 82148 | 9999 TO 0.01 | 10003 TO 0.01 |  | SECTOR 04 | PROCESSOS QUÍMICOS | TQ 01 CIRCUIT 03 | IN USE | 365 | 2022-06-14 | 2023-06-14 | 11.3954
NCC001774 | DIGITAL TIMER | TIME AND FREQUENCY | COEL CONTROLS ELECTRICOS LTDA | TT34 | 82149 | 9999 TO 0.01 | 10004 TO 0.01 |  | SECTOR 04 | PROCESSOS QUÍMICOS | TQ 03 CIRCUIT 04 | IN USE | 365 | 2022-06-14 | 2023-06-14 | 11.3954
NCC001775 | DIGITAL TIMER | TIME AND FREQUENCY | COEL CONTROLS ELECTRICOS LTDA | TT34 | 82150 | 9999 TO 0.01 | 10005 TO 0.01 |  | SECTOR 04 | PROCESSOS QUÍMICOS | TQ 05 CIRCUIT 05 | IN USE | 365 | 2022-06-14 | 2023-06-14 | 11.3954
NCC001776 | DIGITAL TIMER | TIME AND FREQUENCY | COEL CONTROLS ELECTRICOS LTDA | TT34 | 82151 | 9999 TO 0.01 | 10006 TO 0.01 |  | SECTOR 04 | PROCESSOS QUÍMICOS | TQ 07 CIRCUIT 06 | OUT OF USE | 365 | 2022-06-14 | 2023-06-14 | 11.3954
NCC001777 | DIGITAL TIMER | TIME AND FREQUENCY | COEL CONTROLS ELECTRICOS LTDA | TT34 | 82152 | 9999 TO 0.01 | 10007 TO 0.01 |  | SECTOR 04 | PROCESSOS QUÍMICOS | TQ 09 CIRCUIT 07 | OUT OF USE | 365 | 2022-06-14 | 2023-06-14 | 11.3954
NCC001778 | DIGITAL TIMER | TIME AND FREQUENCY | COEL CONTROLS ELECTRICOS LTDA | TT34 | 82153 | 9999 TO 0.01 | 10008 TO 0.01 | CALIBRAVEL\NCC001778.JPG | SECTOR 04 | PROCESSOS QUÍMICOS | TQ 11 CIRCUIT 08 | OUT OF USE | 365 | 2021-05-20 | 2022-05-20 | -378.6046 | MEDIÇÃO | EQUIPMENT TAGGED AS OUT OF SERVICE | NOT FOUND
NCC001779 | MANOMETER | PRESSURE | HUMATEC | E1701 | 95782 | 0 - 150 PSI | 150 PSI |  | SECTOR 04 | PROCESSOS QUÍMICOS | CLEANING | IN USE | 365 | 2022-06-03 | 2023-06-03 | 0.39538 | MEDIÇÃO | N/A
NCC001780 | MANOMETER | PRESSURE | HUMATEC | E1702 | 102354 | 0 - 150 PSI | 150 PSI | CALIBRAVEL\NCC001780.JPG | SECTOR 04 | PROCESSOS QUÍMICOS | CLEANING | IN USE | 365 | 2022-06-03 | 2023-06-03 | 0.39538 |  | N/A
NCC001781 | MANOMETER | PRESSURE | MICRO | P18 | 9542789 | 0 - 150 PSI | 150 PSI |  | SECTOR 04 | PROCESSOS QUÍMICOS | CHEMICAL CLEANING | IN USE | 365 | 2022-06-03 | 2023-06-03 | 0.39538 | MEDIÇÃO | N/A
NCC001782 | MANOMETER | PRESSURE | ASHCROFT | A352 | 1789542 | 0 - 160 PSI | 160 PSI | CALIBRAVEL\NCC001789 1790 1782 1791 1784 1783.JPG | SECTOR 04 | PROCESSOS QUÍMICOS | CLEANING | IN USE | 365 | 2022-06-03 | 2023-06-03 | 0.39538 |  | AIR PISTOL - GLASS BEAD MACHINE
NCC001783 | MANOMETER | PRESSURE | ASHCROFT | A352 | 1789533 | 0 - 160 PSI | 160 PSI | CALIBRAVEL\NCC001789 1790 1782 1791 1784 1783.JPG | SECTOR 04 | PROCESSOS QUÍMICOS | CLEANING | IN USE | 365 | 2022-06-03 | 2023-06-03 | 0.39538 |  | AR HAME JET PLANE - GLASS BEAD MACHINE
NCC001784 | MANOMETER | PRESSURE | ASHCROFT | A352 | 1789521 | 0 - 160 PSI | 160 PSI | CALIBRAVEL\NCC001789 1790 1782 1791 1784 1783.JPG | SECTOR 04 | PROCESSOS QUÍMICOS | CLEANING | IN USE | 365 | 2022-06-03 | 2023-06-03 | 0.39538 |  | AR PNEUMATIC PUMP - GLASS BEAD MACHINE
NCC001785 | MANOMETER | PRESSURE | ASHCROFT | A352 | 1789518 | 0 - 160 PSI | 160 PSI |  | SECTOR 04 | PROCESSOS QUÍMICOS | CLEANING | IN USE | 365 | 2022-06-03 | 2023-06-03 | 0.39538 |  | LINE MANOMETRO - ABRASIVE CLEANING
NCC001786 | MANOMETER | PRESSURE | ASHCROFT | A352 | 1789513 | 0 - 150 PSI | 150 PSI | CALIBRAVEL\NCC001786.JPG | SECTOR 09 | PROJETO M250 & RR300 | CLEANING | IN USE | 365 | 2022-06-03 | 2023-06-03 | 0.39538
NCC001787 | MANOMETER | PRESSURE | ASHCROFT | A352 | 1789511 | N/A | N/A | CALIBRAVEL\NCC001787.JPG | SECTOR 51 | EQUIPAMENTOS DE METALIZAÇÃO E PLASMA | METALLIZSECTOR 20ION AND PLASMA EQUIPMENT | IN USE | 365 | 2023-02-02 | 2024-02-02 | 244.3954 | MEDIÇÃO | EQUIPMENT TAGGED AS OUT OF SERVICE | WAITING FOR COMPANY DEMAND TO MAKE A CALIBRATION SERVICE QUOTATION
NCC001788 | MANOMETER | PRESSURE | ASHCROFT | A352 | 1789505 | N/A | N/A |  | SECTOR 51 | EQUIPAMENTOS DE METALIZAÇÃO E PLASMA | REPAIR | OUT OF USE | 365 |  |  | -45079.6046 |  | EQUIPMENT TAGGED AS OUT OF SERVICE | WAITING FOR COMPANY DEMAND TO MAKE A CALIBRATION SERVICE QUOTATION
NCC001790 | MANOMETER | PRESSURE | ASHCROFT | A352 | 1789544 | 0 - 160 PSI | 5 PSI | CALIBRAVEL\NCC001789 1790 1782 1791 1784 1783.JPG | SECTOR 04 | PROCESSOS QUÍMICOS | CLEANING | IN USE | 365 | 2022-06-03 | 2023-06-03 | 0.39538 |  | AIR VALVE WATER LINE - GLASS BEAD MACHINE
NCC001791 | MANOMETER | PRESSURE | ASHCROFT | A352 | 1789501 | 0 - 160 PSI | 5 PSI | CALIBRAVEL\NCC001789 1790 1782 1791 1784 1783.JPG | SECTOR 04 | PROCESSOS QUÍMICOS | CLEANING | IN USE | 365 | 2022-06-30 | 2023-06-30 | 27.3954 |  | AIRLINE - GLASS BEAD MACHINE
NCC001987 | CONTROLADOR AMPERIMETRO | PRESSURE | ASHCROFT | A352 | 1789596 | 0 - 160 PSI | 5 PSI | CALIBRAVEL\NCC001987.JPG | SECTOR 04 | PROCESSOS QUÍMICOS | CLEANING | IN USE | 365 | 2022-06-03 | 2023-06-03 | 0.39538 |  | PNEUMATIC ACCUMULATOR - GLASS BEAD MACHINE
NCC001792 | THREE -DIMENSIONAL CENTRALIZER WITH CLOCK MMC | DIMENSIONAL | TSCHORN | N/A | 11355 | N/A | 0.01MM | CALIBRAVEL\NCC001792.JPG | SECTOR 40 | USINAGEM | MACHINING | IN USE | 365 | 2022-08-28 | 2023-08-28 | 86.3954 |  | N/A
NCC001793 | MANOMETER | PRESSURE | ASHCROFT | A352 | 14731 | 0 - 11 BAR | 0.2 BAR | N/A | SECTOR 48 | PINTURA | TOGETHER WITH EQUIPMENT NCP001546 | OUT OF USE | 365 | 2020-04-06 | 2021-04-06 | -787.6046 | MEDIÇÃO | EQUIPMENT TAGGED AS OUT OF SERVICE | WAITING FOR COMPANY DEMAND TO MAKE A CALIBRATION SERVICE QUOTATION
NCC001796 | MANOMETER | PRESSURE | ASHCROFT | A353 | 14736 | 0 - 150 PSI | 2 PSI | CALIBRAVEL\NCC001796.JPG | SECTOR 05 | INSPEÇÃO DE ROLAMENTOS | BEARING INSPECTION | IN USE | 365 | 2022-06-03 | 2023-06-03 | 0.39538 |  | BEARING INSPECTION
NCC001797 | MANOMETER | PRESSURE | ASHCROFT | A354 | 14738 | 1 - 150 PSI | 2 PSI | CALIBRAVEL\NCC001797.JPG | SECTOR 20 | ÁREA SUPRIMENTOS (ESTOQUE 7) | SHELF NCP002990 03 | OUT OF USE | 365 | 2021-05-21 | 2022-05-21 | -377.6046 |  | EQUIPMENT TAGGED AS OUT OF SERVICE | WAITING FOR COMPANY DEMAND TO MAKE A CALIBRATION SERVICE QUOTATION
NCC001798 | MANOMETER | PRESSURE | FESTY | 356 759 H6 | N/A | 0 - 16 BAR | 0.2 BAR |  | AT | #N/A | NOT FOUND | IN USE | 365 | 2022-06-03 | 2023-06-03 | 0.39538
NCC001799 | MANOMETER | PRESSURE | BELAIR | FRNI2400 | N/A | 0 - 150 PSI | 5PSI | CALIBRAVEL\NCC001799.JPG | SECTOR 20 | ÁREA SUPRIMENTOS (ESTOQUE 7) | SHELF NCP002990 03 | OUT OF USE | 365 | 2021-05-21 | 2022-05-21 | -377.6046 |  | EQUIPMENT TAGGED AS OUT OF SERVICE | WAITING FOR COMPANY DEMAND TO MAKE A CALIBRATION SERVICE QUOTATION
NCC001800 | MANOMETER | PRESSURE | BELAIR | FMRM2400 | N/S | 0 - 150 PSI | 5 PSI |  | SECTOR? | #N/A | ABRASIVE CLEANING | IN USE | 365 | 2022-06-03 | 2023-06-03 | 0.39538 | MEDIÇÃO | INSULT IN BLASTING MACHINE
NCC001801 | MANOMETER | PRESSURE | BELAIR | FMRM2400 | N/A | 0 - 150 PSI | 5 PSI |  | SECTOR? | #N/A | ABRASIVE CLEANING | IN USE | 365 | 2022-06-03 | 2023-06-03 | 0.39538 | MEDIÇÃO | INSTALLED IN ABRASIVE CLEANING MACHINE | SENSOR: R025F121NABAEZZZ SN: 727885 CONVERTER: RFT9739D4SUA SN: 2156229 OPERATING PRINCIPLE: CORIOLIS
NCC001802 | MANOMETER | PRESSURE | BELAIR | FMRM2400 | N/A | 0-150 PSI | 5 PSI |  | SECTOR? | #N/A | ABRASIVE CLEANING | IN USE | 365 | 2022-06-03 | 2023-06-03 | 0.39538 | MEDIÇÃO | EQUIPMENT INSTALLED IN ABRASIVE CLEANING MACHINE
NCC001803 | PHASE SEQUENCE INDICSECTOR 20OR | ELECTRICITY | MINIPA | N/A | N/A | N/A | N/A |  | SECTOR 51 | EQUIPAMENTOS DE METALIZAÇÃO E PLASMA | REPAIR | OUT OF USE | 365 |  |  | -45079.6046 |  | EQUIPMENT TAGGED AS OUT OF SERVICE | WAITING FOR COMPANY DEMAND TO MAKE A CALIBRATION SERVICE QUOTATION
NCC001804 | PROOF | TOUGHNESS | HARD CONTROL | N/A | N/A | N/A | N/A |  | SECTOR 20 | ÁREA SUPRIMENTOS (ESTOQUE 7) | DIMENSIONAL INSPECTION AREA | OUT OF USE | 365 | 2020-06-25 | 2021-06-25 | -707.6046 | MEDIÇÃO | EQUIPMENT TAGGED AS OUT OF SERVICE | WAITING FOR COMPANY DEMAND TO MAKE A CALIBRATION SERVICE QUOTATION
NCC001805 | PROOF | TOUGHNESS | HARD CONTROL | N/A | N/A | N/A | N/A | CALIBRAVEL\NCC001805.JPG | SECTOR 20 | ÁREA SUPRIMENTOS (ESTOQUE 7) | DIMENSIONAL INSPECTION AREA | OUT OF USE | 365 | 2020-06-25 | 2021-06-25 | -707.6046 |  | EQUIPMENT TAGGED AS OUT OF SERVICE | WAITING FOR COMPANY DEMAND TO MAKE A CALIBRATION SERVICE QUOTATION
NCC001806 | PROOF | TOUGHNESS | N/A | N/A | N/A | N/A | N/A |  | SECTOR 20 | ÁREA SUPRIMENTOS (ESTOQUE 7) | DIMENSIONAL INSPECTION AREA | OUT OF USE | 365 | 2020-06-25 | 2021-06-25 | -707.6046 |  | EQUIPMENT TAGGED AS OUT OF SERVICE | WAITING FOR COMPANY DEMAND TO MAKE A CALIBRATION SERVICE QUOTATION
NCC001807 | MEDIDOR DE VAZÃO | FLOW RATE | MICRO MOTION | CMF050 | N/A | 0 TO 1500 | N/A | CALIBRAVEL\NCC001807.JPG | SECTOR 28 | TESTE DE COMBUSTÍVEL | FCU IAS-001 BENCH | IN USE | 365 | 2022-05-24 | 2023-05-24 | -9.6046 | FLOWMETER | INSTALLED ON THE BENCH FCU TEST SECTOR | SALA DE TESTE DE COMBUSTIVEL
NCC001808 | ABSOLUTE PRESSURE TRANSMITTER WITH OUTLET IN ELECTRICAL UNIT | PRESSURE | ZURICH | N/A | ID/6597/06/2020 | 0 TO 200 PSI | N/A | CALIBRAVEL\NCC001808.JPG | SECTOR 28 | TESTE DE COMBUSTÍVEL | FCU IAS-001 BENCH | IN USE | 365 | 2022-07-25 | 2023-07-25 | 52.3954
NCC001809 | PRESSURE TRANSMITTER WITH OUTPUT IN ELECTRICAL UNIT | PRESSURE | ZURICH | PSI.420 3A 12N | ID/6596/06/2020 | 0 TO 1500 PSI | N/A | CALIBRAVEL\NCC001809.JPG | SECTOR 28 | TESTE DE COMBUSTÍVEL | FCU IAS-001 BENCH | IN USE | 365 | 2022-07-25 | 2023-07-25 | 52.3954 |  | INSTALLED ON THE BENCH FCU TEST SECTOR
NCC001810 | PRESSURE TRANSMITTER WITH OUTPUT IN ELECTRICAL UNIT | PRESSURE | ZURICH | PSI.420 3A 12N | ID/6594/06/2020 | 0 TO 15 PSI | N/A | CALIBRAVEL\NCC001810.JPG | SECTOR 28 | TESTE DE COMBUSTÍVEL | FCU IAS-001 BENCH | IN USE | 365 | 2022-07-25 | 2023-07-25 | 52.3954 |  | INSTALLED ON THE BENCH FCU TEST SECTOR
NCC001811 | PRESSURE TRANSMITTER WITH OUTPUT IN ELECTRICAL UNIT | PRESSURE | ZURICH | PSI.420 3A 12N | ID/6595/06/2020 | 0 TO 350 PSI | N/A | CALIBRAVEL\NCC001811.JPG | SECTOR 28 | TESTE DE COMBUSTÍVEL | FCU IAS-001 BENCH | IN USE | 365 | 2022-07-25 | 2023-07-25 | 52.3954
NCC001812 | PRESSURE TRANSMITTER WITH OUTPUT IN ELECTRICAL UNIT | PRESSURE | ZURICH | PSI.420.BAROMETRO 3A | ID/6613/06/2020 | 17 TO 32 POOL | N/A | CALIBRAVEL\NCC001812.JPG | SECTOR 28 | TESTE DE COMBUSTÍVEL | FCU IAS-001 BENCH | IN USE | 365 | 2022-07-25 | 2023-07-25 | 52.3954 |  | INSTALLED ON THE BENCH FCU TEST SECTOR
NCC001813 | PRESSURE TRANSMITTER WITH OUTPUT IN ELECTRICAL UNIT | PRESSURE | ZURICH | PSI.420.DIF 3A 12N (FXF) | ID/6618/06/2020 | 0 TO 200 POOL | N/A | CALIBRAVEL\NCC001813.JPG | SECTOR 28 | TESTE DE COMBUSTÍVEL | FCU IAS-001 BENCH | IN USE | 365 | 2022-07-25 | 2023-07-25 | 52.3954
NCC001814 | PRESSURE TRANSMITTER WITH OUTPUT IN ELECTRICAL UNIT | PRESSURE | ZURICH | ZURICH | ID/6619/06/2020 | 0 TO 200 POOL | N/A | CALIBRAVEL\NCC001814.JPG | SECTOR 28 | TESTE DE COMBUSTÍVEL | FCU IAS-001 BENCH | IN USE | 365 | 2022-07-25 | 2023-07-25 | 52.3954 |  | INSTALLED ON THE BENCH FCU TEST SECTOR
NCC001815 | PRESSURE TRANSMITTER WITH OUTPUT IN ELECTRICAL UNIT | PRESSURE | ZURICH | PSI.420.DIF 3A 12N (FXF) | ID/6616/06/2020 | 0 TO 60 POLH2O | N/A | CALIBRAVEL\NCC001815.JPG | SECTOR 20 | ÁREA SUPRIMENTOS (ESTOQUE 7) | FCU FUEL CONTROL UNIT TEST TEST, FUEL TEST | OUT OF USE | 365 | 2021-06-17 | 2022-06-17 | -350.6046 |  | EQUIPMENT TAGGED AS OUT OF SERVICE | WAITING FOR COMPANY DEMAND TO MAKE A CALIBRATION SERVICE QUOTATION
NCC001816 | PRESSURE TRANSMITTER WITH OUTPUT IN ELECTRICAL UNIT | PRESSURE | ZURICH | PSI.420.DIF 3A 12N (FXF) | ID/6617/06/2020 | 0 TO 1000 PSI | N/A | CALIBRAVEL\NCC001816.JPG | SECTOR 28 | TESTE DE COMBUSTÍVEL | FCU IAS-001 BENCH | IN USE | 365 | 2022-07-25 | 2023-07-25 | 52.3954 |  | INSTALLED ON THE BENCH FCU TEST SECTOR
NCC001817 | PRESSURE TRANSMITTER WITH OUTPUT IN ELECTRICAL UNIT | PRESSURE | ZURICH | PSI.420.DIF 3A 12N (FXF) | ID/6622/06/2020 | 0 TO 150 PSI | N/A | CALIBRAVEL\NCC001817.JPG | SECTOR 28 | TESTE DE COMBUSTÍVEL | FCU IAS-001 BENCH | IN USE | 365 | 2022-07-25 | 2023-07-25 | 52.3954 |  | INSTALLED ON THE BENCH FCU TEST SECTOR
NCC001818 | PRESSURE TRANSMITTER WITH OUTPUT IN ELECTRICAL UNIT | PRESSURE | ZURICH | PSI.420.DIF 3A 12N (FXF) | ID/6620/06/2020 | 0 TO 150 PSI | N/A | CALIBRAVEL\NCC001818.JPG | SECTOR 28 | TESTE DE COMBUSTÍVEL | FCU IAS-001 BENCH | IN USE | 365 | 2022-07-25 | 2023-07-25 | 52.3954 |  | INSTALLED ON THE BENCH FCU TEST SECTOR
NCC001819 | PRESSURE TRANSMITTER WITH OUTPUT IN ELECTRICAL UNIT | PRESSURE | ZURICH | PSI.420.DIF 3A 12N (FXF) | ID/6621/06/2020 | 0 TO 150 PSI | N/A | CALIBRAVEL\NCC001819.JPG | SECTOR 28 | TESTE DE COMBUSTÍVEL | FCU IAS-001 BENCH | IN USE | 365 | 2022-07-25 | 2023-07-25 | 52.3954 |  | INSTALLED ON THE BENCH FCU TEST SECTOR
NCC001820 | HUMIDITY AND TEMPERSECTOR 20URE SENSOR | TEMPERSECTOR 20URE | NOVUS | RHT-XS TRANSMITTER | 20108115 | N/A | N/A |  | SECTOR 102 | BANCO DE PROVAS - T56 & PW100 | IAS-Q127 PANEL | OUT OF USE | 365 | 2022-07-21 | 2023-07-21 | 48.3954 | MEDIÇÃO
NCC001821 | MANOMETER | PRESSURE | N/A | EN837-1 | N/A | N/A | N/A | CALIBRAVEL\NCC001821.JPG | SECTOR 51 | EQUIPAMENTOS DE METALIZAÇÃO E PLASMA | METALLIZATION AND PLASMA EQUIPMENT | OUT OF USE | 365 | 2022-08-15 | 2023-08-15 | 73.3954 | MEDIÇÃO | NOT FOUND IN INSPECTION | NOT FOUND IN INSPECTION
NCC001822 | MANOMETER | PRESSURE | N/A | EN837-1 | N/A | N/A | N/A | CALIBRAVEL\NCC001822.JPG | SECTOR 51 | EQUIPAMENTOS DE METALIZAÇÃO E PLASMA | METALLIZATION AND PLASMA EQUIPMENT | IN USE | 365 | 2022-08-15 | 2023-08-15 | 73.3954 | MEDIÇÃO
NCC001823 | MANOMETER | PRESSURE | N/A | EN837-1 | N/A | N/A | N/A | CALIBRAVEL\NCC001823.JPG | SECTOR 51 | EQUIPAMENTOS DE METALIZAÇÃO E PLASMA | METALLIZSECTOR 20ION AND PLASMA EQUIPMENT | IN USE | 365 | 2023-02-02 | 2024-02-02 | 244.3954 | MEDIÇÃO | EQUIPMENT TAGGED AS OUT OF SERVICE | WAITING FOR COMPANY DEMAND TO MAKE A CALIBRATION SERVICE QUOTATION
NCC001824 | MANOMETER | PRESSURE | N/A | EN837-1 | N/A | N/A | N/A | CALIBRAVEL\NCC001824.JPG | SECTOR 51 | EQUIPAMENTOS DE METALIZAÇÃO E PLASMA | METALLIZSECTOR 20ION AND PLASMA EQUIPMENT | IN USE | 365 | 2023-02-03 | 2024-02-03 | 245.3954 | MEDIÇÃO | EQUIPMENT TAGGED AS OUT OF SERVICE | WAITING FOR COMPANY DEMAND TO MAKE A CALIBRATION SERVICE QUOTATION
NCC001825 | MANOMETER | PRESSURE | N/A | EN837-1 | N/A | N/A | N/A | CALIBRAVEL\NCC001825.JPG | SECTOR 51 | EQUIPAMENTOS DE METALIZAÇÃO E PLASMA | METALLIZSECTOR 20ION AND PLASMA EQUIPMENT | IN USE | 365 | 2023-02-09 | 2024-02-09 | 251.3954 | MEDIÇÃO | EQUIPMENT TAGGED AS OUT OF SERVICE | WAITING FOR COMPANY DEMAND TO MAKE A CALIBRATION SERVICE QUOTATION
NCC001826 | MANOMETER | PRESSURE | N/A | EN837-1 | N/A | N/A | N/A | CALIBRAVEL\NCC001826.JPG | SECTOR 51 | EQUIPAMENTOS DE METALIZAÇÃO E PLASMA | PLASMA MACHINE | OUT OF USE | 365 |  |  | -45079.6046 |  | EQUIPMENT TAGGED AS OUT OF SERVICE | WAITING FOR COMPANY DEMAND TO MAKE A CALIBRATION SERVICE QUOTATION
NCC001827 | MANOMETER | PRESSURE | N/A | EN837-1 | N/A | N/A | N/A | CALIBRAVEL\NCC001827.JPG | SECTOR 51 | EQUIPAMENTOS DE METALIZAÇÃO E PLASMA | PLASMA MACHINE | OUT OF USE | 365 |  |  | -45079.6046 |  | EQUIPMENT TAGGED AS OUT OF SERVICE | WAITING FOR COMPANY DEMAND TO MAKE A CALIBRATION SERVICE QUOTATION
NCC001828 | MANOMETER | PRESSURE | N/A | EN837-1 | N/A | N/A | N/A | CALIBRAVEL\NCC001828.JPG | SECTOR 51 | EQUIPAMENTOS DE METALIZAÇÃO E PLASMA | PLASMA MACHINE | OUT OF USE | 365 |  |  | -45079.6046 | MEDIÇÃO | EQUIPMENT TAGGED AS OUT OF SERVICE | WAITING FOR COMPANY DEMAND TO MAKE A CALIBRATION SERVICE QUOTATION
NCC001829 | MANOMETER | PRESSURE | N/A | EN837-1 | N/A | N/A | N/A | CALIBRAVEL\NCC001829.JPG | SECTOR 51 | EQUIPAMENTOS DE METALIZAÇÃO E PLASMA | PLASMA MACHINE | OUT OF USE | 365 |  |  | -45079.6046 | MEDIÇÃO | EQUIPMENT TAGGED AS OUT OF SERVICE | WAITING FOR COMPANY DEMAND TO MAKE A CALIBRATION SERVICE QUOTATION
NCC001830 | ROTTER | PRESSURE | N/A | N/A | N/A | N/A | N/A | CALIBRAVEL\NCC001830.JPG | SECTOR 51 | EQUIPAMENTOS DE METALIZAÇÃO E PLASMA | METALLIZATION AND PLASMA EQUIPMENT | IN USE | 365 | 2022-08-14 | 2023-08-14 | 72.3954 | FLOWMETER
NCC001831 | MANOMETER | PRESSURE | N/A | EN837-1 | N/A | N/A | N/A | CALIBRAVEL\NCC001831.JPG | SECTOR 51 | EQUIPAMENTOS DE METALIZAÇÃO E PLASMA | METALLIZATION AND PLASMA EQUIPMENT | IN USE | 365 | 2022-08-14 | 2023-08-14 | 72.3954 | FLOWMETER
NCC001832 | FLOWMETER | PRESSURE | N/A | N/A | N/A | N/A | N/A | CALIBRAVEL\NCC001832.JPG | SECTOR 51 | EQUIPAMENTOS DE METALIZAÇÃO E PLASMA | METALLIZSECTOR 20ION | IN USE | 365 | 2023-02-08 | 2024-02-08 | 250.3954 | MEDIÇÃO | EQUIPMENT TAGGED AS OUT OF SERVICE | WAITING FOR COMPANY DEMAND TO MAKE A CALIBRATION SERVICE QUOTATION
NCC001833 | VOLUME INDICSECTOR 20OR | FLOW RSECTOR 20E | N/A | N/A | N/A | N/A | N/A | CALIBRAVEL\NCC001833.JPG | SECTOR 51 | EQUIPAMENTOS DE METALIZAÇÃO E PLASMA | METALLIZSECTOR 20ION MACHINE | OUT OF USE | 365 |  |  | -45079.6046 |  | EQUIPMENT TAGGED AS OUT OF SERVICE | WAITING FOR COMPANY DEMAND TO MAKE A CALIBRATION SERVICE QUOTATION
NCC001834 | MOISTURE AND TEMPERSECTOR 20URE MONITOR | TEMPERSECTOR 20URE | N/A | N/A | N/A | N/A | N/A | CALIBRAVEL\NCC001834.JPG | SECTOR 51 | EQUIPAMENTOS DE METALIZAÇÃO E PLASMA | NCP002570 PLASMA MACHINE | IN USE | 365 | 2023-02-03 | 2024-02-03 | 245.3954 | MEDIÇÃO | EQUIPMENT TAGGED AS OUT OF SERVICE | WAITING FOR COMPANY DEMAND TO MAKE A CALIBRATION SERVICE QUOTATION
NCC001835 | SPEED ​​INDICSECTOR 20OR | TIME AND FREQUENCY | N/A | N/A | N/A | N/A | N/A | CALIBRAVEL\NCC001835.JPG | SECTOR 51 | EQUIPAMENTOS DE METALIZAÇÃO E PLASMA | NCP002570 PLASMA MACHINE | IN USE | 365 | 2023-02-02 | 2024-02-02 | 244.3954 | MEDIÇÃO | EQUIPMENT TAGGED AS OUT OF SERVICE | WAITING FOR COMPANY DEMAND TO MAKE A CALIBRATION SERVICE QUOTATION
NCC001836 | ALMEN GAGE | DIMENSIONAL | ELECTRONICS INC. | TSP-3B | 6748 | N/A | N/A | CALIBRAVEL\NCC001836.JPG | SECTOR 20 | ÁREA SUPRIMENTOS (ESTOQUE 7) | ENGINEERING | IN USE | 365 | 2020-06-01 | 2021-06-01 | -731.6046 | MEDIÇÃO | EQUIPMENT TAGGED AS OUT OF SERVICE | WAITING FOR COMPANY DEMAND TO MAKE A CALIBRATION SERVICE QUOTATION
NCC001837 | TEMPERATURE CONTROLLER | TEMPERATURE | REVESARCH | N/A | N/A | N/A | N/A | CALIBRAVEL\NCC001837.JPG | SECTOR 48 | PINTURA | INSTALLED IN THE THERMAL TREATMENT OVEN. | IN USE | 365 | 2022-12-01 | 2023-12-01 | 181.3954 |  | INSTALLED IN THE THERMAL TREATMENT OVEN.
NCC001838 | MEDIDOR DE VAZÃO | PRESSURE | MICRO MOTION | DS012S100SU | 228696 | 0 TO 60 LB/H | N/A | CALIBRAVEL\NCC001838.JPG | SECTOR 28 | TESTE DE COMBUSTÍVEL | BENCH | IN USE | 365 | 2022-05-12 | 2023-05-12 | -21.6046 | FLOWMETER | OPERATING PRINCIPLE: CORIOLIS | SALA DE TESTE DE COMBUSTIVEL
NCC001839 | FREQUENCIMETER | ELECTRICITY | N/A | N/A | N/A | 0 TO 30KHZ | N/A |  | SECTOR 88 | BANCO DE PROVAS - M250 & RR300 | PLC PANEL INSIDE THE IAS-Q130 CELL | IN USE | 182 | 2023-01-12 | 2023-07-13 | 40.3954 |  | PLATE INSTALLED ON THE PLC PANEL INSIDE THE CELL CHANNEL USED 6 SCXI1126 CHANNEL 6
NCC001840 | FREQUENCIMETER | ELECTRICITY | N/A | N/A | N/A | 0 TO 30KHZ | N/A |  | SECTOR 88 | BANCO DE PROVAS - M250 & RR300 | PLC PANEL INSIDE THE IAS-Q130 CELL | IN USE | 182 | 2023-01-12 | 2023-07-13 | 40.3954 |  | PLATE INSTALLED ON THE PLC PANEL INSIDE THE CELL CHANNEL USED 7 SCXI1126 CHANNEL 7
NCC001841 | MANOMETER | PRESSURE | N/A | EN837-1 | N/A | N/A | N/A | CALIBRAVEL\NCC001841.JPG | SECTOR 20 | ÁREA SUPRIMENTOS (ESTOQUE 7) | PAINTING | OUT OF USE | 365 | 2021-12-15 | 2022-12-15 | -169.6046 | MEDIÇÃO | EQUIPMENT TAGGED AS OUT OF SERVICE | WAITING FOR COMPANY DEMAND TO MAKE A CALIBRATION SERVICE QUOTATION
NCC001842 | MANOMETER | PRESSURE | N/A | EN837-1 | N/A | N/A | N/A |  | SECTOR 47 | SOLDAGEM | WELDING | IN USE | 365 | 2023-02-02 | 2024-02-02 | 244.3954 | MEDIÇÃO | EQUIPMENT TAGGED AS OUT OF SERVICE | WAITING FOR COMPANY DEMAND TO MAKE A CALIBRATION SERVICE QUOTATION
NCC001843 | MANOMETER | PRESSURE | N/A | EN837-1 | N/A | N/A | N/A | N/A | SECTOR 47 | SOLDAGEM | WELDING | OUT OF USE | 365 | N/A | N/A | #VALUE! | MEDIÇÃO | NOT FOUND / EQUIPMENT TAGGED AS OUT OF SERVICE | WAITING FOR COMPANY DEMAND TO MAKE A CALIBRATION SERVICE QUOTATION
NCC001844 | MANOMETER | PRESSURE | N/A | EN837-1 | N/A | N/A | N/A | N/A | SECTOR 47 | SOLDAGEM | WELDING | OUT OF USE | 365 | N/A | N/A | #VALUE! | MEDIÇÃO | EQUIPMENT TAGGED AS OUT OF SERVICE | WAITING FOR COMPANY DEMAND TO MAKE A CALIBRATION SERVICE QUOTATION
NCC001845 | MANOMETER | PRESSURE | N/A | EN837-1 | N/A | N/A | N/A |  | SECTOR 20 | ÁREA SUPRIMENTOS (ESTOQUE 7) | WELDING | OUT OF USE | 365 |  |  | -45079.6046 |  | EQUIPMENT TAGGED AS OUT OF SERVICE | WAITING FOR COMPANY DEMAND TO MAKE A CALIBRATION SERVICE QUOTATION
NCC001846 | MANOMETER | PRESSURE | N/A | EN837-1 | N/A | N/A | N/A |  | SECTOR 20 | ÁREA SUPRIMENTOS (ESTOQUE 7) | WELDING | OUT OF USE | 365 |  |  | -45079.6046 |  | EQUIPMENT TAGGED AS OUT OF SERVICE | WAITING FOR COMPANY DEMAND TO MAKE A CALIBRATION SERVICE QUOTATION
NCC001847 | MANOMETER | PRESSURE | N/A | EN837-1 | N/A | N/A | N/A |  | SECTOR 47 | SOLDAGEM | WELDING | IN USE | 365 | 2023-02-02 | 2024-02-02 | 244.3954 | MEDIÇÃO | EQUIPMENT TAGGED AS OUT OF SERVICE | WAITING FOR COMPANY DEMAND TO MAKE A CALIBRATION SERVICE QUOTATION
NCC001848 | TORQUEMETER | FORCE | GEDORE | N/A | G071963 | 155N.M TO 760N.M | N/A | CALIBRAVEL\NCC001848 NCP002825.JPG | SECTOR 20 | ÁREA SUPRIMENTOS (ESTOQUE 7) | PAMA LS | OUT OF USE | 365 | 2020-10-14 | 2021-10-14 | -596.6046 |  | EQUIPMENT TAGGED AS OUT OF SERVICE | WAITING FOR COMPANY DEMAND TO MAKE A CALIBRATION SERVICE QUOTATION
NCC001849 | DIGITAL MILLOMMETER | ELECTRICITY | N/A | MCR1 | 58 | N/A | N/A | CALIBRAVEL\NCC001849.jpg | SECTOR 20 | ÁREA SUPRIMENTOS (ESTOQUE 7) | CALIBRSECTOR 20ION ROOM | OUT OF USE | 365 |  |  | -45079.6046 |  | EQUIPMENT TAGGED AS OUT OF SERVICE | WAITING FOR COMPANY DEMAND TO MAKE A CALIBRATION SERVICE QUOTATION
NCC001850 | TORQUEMETER | FORCE | GEDORE | N/A | P024545 | 1500N.M TO 3000N.M | N/A | CALIBRAVEL\NCC001850 NCP002826.JPG | SECTOR 20 | ÁREA SUPRIMENTOS (ESTOQUE 7) | PAMA LS | OUT OF USE | 365 | 2022-12-03 | 2023-12-03 | 183.3954 |  | EQUIPMENT TAGGED AS OUT OF SERVICE | WAITING FOR COMPANY DEMAND TO MAKE A CALIBRATION SERVICE QUOTATION
NCC001851 | NOVUS N1030 TEMPERATURE CONTROLLER | TEMPERATURE | N/A | NOVUS N1030 | 20191275 | N/A | N/A | CALIBRAVEL\NCC001851.JPG | SECTOR 48 | PINTURA | PAINTING | IN USE | 365 | 2022-12-01 | 2023-12-01 | 181.3954 | MEDIÇÃO | N/A
NCC001852 | PANEL AMMETER | ELECTRICITY | S&E AND TEST AND MEASUREMENT INSTRUMENTS | N/A | 33815 | N/A | N/A | CALIBRAVEL\NCC001852.JPG | SECTOR 27 | TESTE ELÉTRICO | ELECTRICAL SYSTEM TEST ROOM | OUT OF USE | 365 | 2021-12-27 | 2022-12-27 | -157.6046 | MEDIÇÃO | EQUIPMENT TAGGED AS OUT OF SERVICE | WAITING FOR COMPANY DEMAND TO MAKE A CALIBRATION SERVICE QUOTATION
NCC001853 | DIGITAL VOLTMETER | ELECTRICITY | S&E AND TEST AND MEASUREMENT INSTRUMENTS | S&E 4000 | 33816 | N/A | N/A | CALIBRAVEL\NCC001853.JPG | SECTOR 27 | TESTE ELÉTRICO | ELECTRICAL SYSTEM TEST ROOM | OUT OF USE | 365 | 2021-12-27 | 2022-12-27 | -157.6046 |  | EQUIPMENT TAGGED AS OUT OF SERVICE | WAITING FOR COMPANY DEMAND TO MAKE A CALIBRATION SERVICE QUOTATION
NCC001854 | TIMER | TIME AND FREQUENCY | N/A | N/A | N/A | N/A | N/A |  | SECTOR 20 | ÁREA SUPRIMENTOS (ESTOQUE 7) | ELECTRIC ROOM - MI35 | OUT OF USE | 365 |  |  | -45079.6046 |  | EQUIPMENT TAGGED AS OUT OF SERVICE | WAITING FOR COMPANY DEMAND TO MAKE A CALIBRATION SERVICE QUOTATION
NCC001855 | TORQUEMETER | FORCE | TRAMONTINE | 100/017 | 184054-20-00111 | 100 N.M | 0.5 N.M | CALIBRAVEL\NCC001855 NCP002834.JPG | SECTOR 20 | ÁREA SUPRIMENTOS (ESTOQUE 7) | HANGAR PAMA LS | OUT OF USE | 365 | 2020-11-18 | 2021-11-18 | -561.6046 |  | EQUIPMENT TAGGED AS OUT OF SERVICE | WAITING FOR COMPANY DEMAND TO MAKE A CALIBRATION SERVICE QUOTATION
NCC001856 | TIMER | TIME AND FREQUENCY | AGSECTOR 20 | 16 JEWELS | 1444 | N/A | N/A | CALIBRAVEL\NCC001856.JPG | SECTOR 20 | ÁREA SUPRIMENTOS (ESTOQUE 7) | BOOKSHELF A / SHELF 2 | OUT OF USE | 365 | 2021-11-18 | 2022-11-18 | -196.6046 | MEDIÇÃO | PACKAGED EQUIPMENT, WAITING FOR PROTECT DEFINITION. | Equipment used exclusively in the MI-35M project of the Brazilian Air Force. Project halted by customer decision. Equipment out of use identified.
NCC001857 | PANEL/MILLIAPERMETER AMMETER | ELECTRICITY | S&E AND TEST AND MEASUREMENT INSTRUMENTS | IDC-36CC | 100149 | N/A | N/A | CALIBRAVEL\NCC001857.JPG | SECTOR 28 | TESTE DE COMBUSTÍVEL | #REF | OUT OF USE | 365 | 2022-04-11 | 2023-04-11 | -52.6046 | MEDIÇÃO | N/A | OUT OF USER
NCC001858 | PANEL/MILLIAPERMETER AMMETER | ELECTRICITY | S&E AND TEST AND MEASUREMENT INSTRUMENTS | IDC-36CC | 100150 | N/A | N/A | CALIBRAVEL\NCC001858.JPG | SECTOR 28 | TESTE DE COMBUSTÍVEL | #REF | OUT OF USE | 365 | 2022-04-11 | 2023-04-11 | -52.6046 | MEDIÇÃO | N/A | OUT OF USER
NCC001859 | PANEL AMMETER | ELECTRICITY | S&E AND TEST AND MEASUREMENT INSTRUMENTS | IDC-36CC | 100151 | N/A | N/A |  | SECTOR 20 | ÁREA SUPRIMENTOS (ESTOQUE 7) | FMU TEST BENCH | OUT OF USE | 365 | 2021-01-19 | 2022-01-19 | -499.6046 |  | PACKAGED EQUIPMENT, WAITING FOR PROTECT DEFINITION. | Equipment used exclusively in the MI-35M project of the Brazilian Air Force. Project halted by customer decision. Equipment out of use identified.
NCC001860 | PANEL VOLTMETER | ELECTRICITY | S&E AND TEST AND MEASUREMENT INSTRUMENTS | IDT-36CC | 100152 | N/A | N/A | CALIBRAVEL\NCC001860.JPG | SECTOR 28 | TESTE DE COMBUSTÍVEL | #REF | OUT OF USE | 365 | 2022-04-11 | 2023-04-11 | -52.6046 | MEDIÇÃO | N/A | OUT OF USER
NCC001861 | PANEL AMMETER | ELECTRICITY | S&E AND TEST AND MEASUREMENT INSTRUMENTS | IDT-43CA | 100153 | N/A | N/A |  | SECTOR 25 | TESTE HIDRÁULICO | HANGAR PAMA LS | IN USE | 365 | 2021-01-19 | 2022-01-19 | -499.6046 | INGEL | PACKAGED EQUIPMENT, WAITING FOR PROTECT DEFINITION. | Equipment used exclusively in the MI-35M project of the Brazilian Air Force. Project halted by customer decision. Equipment out of use identified.
NCC001862 | FLOWING | FLOW RSECTOR 20E | ROTAFLOW | TURL-40-A-P-TV6000 | N/A | N/A | N/A | CALIBRAVEL\NCC001862.JPG | SECTOR 20 | ÁREA SUPRIMENTOS (ESTOQUE 7) | SHELF NCP002989 | OUT OF USE | 365 | 2020-11-19 | 2021-11-19 | -560.6046 |  | PACKAGED EQUIPMENT, WAITING FOR PROTECT DEFINITION. | Equipment used exclusively in the MI-35M project of the Brazilian Air Force. Project halted by customer decision. Equipment out of use identified.
NCC001863 | DIGITAL MANOMETER | PRESSURE | ZURICH | Z.10.B.DIF 3A 14N (FXF) | ID/8595/03/2021 | 0 - 100 PSI | 0.01 PSI | CALIBRAVEL\NCC001863 NCP002880.JPG | SECTOR 28 | TESTE DE COMBUSTÍVEL | FUEL TEST | IN USE | 365 | 2022-05-04 | 2023-05-04 | -29.6046 | MEDIÇÃO
NCC001864 | FLOWER METER | FLOW RATE | DIGIFLOW | TURL-40-A-P-TV6000 | N/A | N/A | 18,000 PPH | CALIBRAVEL\NCC001864.JPG | SECTOR 28 | TESTE DE COMBUSTÍVEL | FCU IAS-002 BENCH | IN USE | 365 | 2022-05-01 | 2023-05-01 | -32.6046 | MEDIÇÃO | MAINTENANCE BENCH
NCC001865 | DIGITAL PACHYMETER | DIMENSIONAL | DIGITS | 100170 | N/A | 0 TO 150MM/ 0-6 " | 0.01MM | CALIBRAVEL\NCC001865.JPG | SECTOR 20 | ÁREA SUPRIMENTOS (ESTOQUE 7) | PRSECTOR 20. | OUT OF USE | 365 | 2021-03-22 | 2022-03-22 | -437.6046 |  | PACKAGED EQUIPMENT, WAITING FOR PROTECT DEFINITION. | Equipment used exclusively in the MI-35M project of the Brazilian Air Force. Project halted by customer decision. Equipment out of use identified.
NCC001867 | DIGITAL MANOMETER | PRESSURE | OMEGA | N/A | DGP8001-30V30 | N/A | N/A | CALIBRAVEL\NCC001867.JPG | SECTOR 102 | BANCO DE PROVAS - T56 & PW100 | RED CART | IN USE | 182 | 2023-03-03 | 2024-03-02 | 273.3954 | MEDIÇÃO | BLUE CART NCP002817 | CALIBRATION PERFORMED
NCC001869 | MANOMETER | PRESSURE | JPA | EN837-1 | N/A | 0 TO 1000 PSI | N/A | CALIBRAVEL\NCC001869.JPG | SECTOR 102 | BANCO DE PROVAS - T56 & PW100 | RED CART | IN USE | 365 | 2023-03-03 | 2024-03-02 | 273.3954 | MEDIÇÃO | LOCATED NCP002817 CART USED IN BOTH BANKS | CALIBRATION PERFORMED
NCC001868 | DIGITAL PACHYMETER | DIMENSIONAL | MITITAYO | CD-8 'ASX-B | 500-197-30B | 0 - 200 MM | 0.01 MM | CALIBRAVEL\NCC001868.JPG | SECTOR 40 | USINAGEM | MACHINING | IN USE | 365 | 2023-03-03 | 2024-03-02 | 273.3954 | MEDIÇÃO |  | N/A | ..\CERTIFICADOS DE PÓS CALIBRAÇÃO\2023\ABRIL\NCC001868 - PAQUÍMETRO DIGITAL.pdf
NCC001870 | ANALOG MANOMETER | PRESSURE | FAMABRAS | N/A | N/A | N/A | N/A | CALIBRAVEL\NCC001870.JPG | SECTOR 102 | BANCO DE PROVAS - T56 & PW100 | RED CART | OUT OF USE | 182 | 2022-03-29 | 2023-03-29 | -65.6046 | MEDIÇÃO | NCP002817 BLUE CART USED IN BOTH BANKS | NOT FOUND IN INSPECTION
NCC001877 | MEDIDOR DE VAZÃO | FLOW RATE | COX INSTRUMENTS | ANC 16 | 59505 | 0 TO 3000 LB/H | N/A | CALIBRAVEL\NCC001877.JPG | SECTOR 28 | TESTE DE COMBUSTÍVEL | FCU IAS-002 BENCH | IN USE | 365 | 2022-05-25 | 2023-05-25 | -8.6046 | FLOWMETER | BOTH IN THE FUEL TEST AND IN THE MACHINE ROOM. EQUIPMENT CALIBRATED TOGETHER WITH THE NCC000847 OPERATING PRINCIPLE: TURBINE | SALA DE TESTE DE COMBUSTIVEL
NCC001871 | DIGITAL PACHYMETER | DIMENSIONAL | STARRETT | EC799A-12/300 | 20/450106 | 12 "/300MM | 0.0005 '/ 0.01MM |  | SECTOR 40 | USINAGEM | MACHINING | OUT OF USE | 365 | 2021-05-14 | 2022-05-14 | -384.6046 | MEDIÇÃO | PACKAGED EQUIPMENT, WAITING FOR PROTECT DEFINITION. | Equipment used exclusively in the MI-35M project of the Brazilian Air Force. Project halted by customer decision. Equipment out of use identified.
NCC001872 | VIBLATION SENSOR/SENSOR | VIBRATION | BRUEL & KJAER | 4505-4 | 31352 | N/A | N/A |  | SECTOR 102 | BANCO DE PROVAS - T56 & PW100 | T56/PW100 | IN USE | 365 | 2022-06-21 | 2023-06-21 | 18.3954 | PROCAL | CALIBRATED TOGETHER NCC001921
NCC001873 | VIBLATION SENSOR/SENSOR | VIBRATION | BRUEL & KJAER | 4505-A | 31326 | N/A | N/A |  | SECTOR 102 | BANCO DE PROVAS - T56 & PW100 | T56/PW100 | IN USE | 365 | 2022-06-21 | 2023-06-21 | 18.3954 | PROCAL | CALIBRATED TOGETHER NCC001921
NCC001876 | OPTICAL LEVEL | FORCE | N/A | KO-60 | N 05601012 | 10VCC | N/A | CALIBRAVEL\NCC001876.JPG | SECTOR 59 | SALA DE ELETRÔNICA | VLADIMIR ELECTRONIC ROOM | OUT OF USE | 365 | 2021-04-29 | 2022-04-29 | -399.6046 |  | PACKAGED EQUIPMENT, WAITING FOR PROTECT DEFINITION. | Equipment used exclusively in the MI-35M project of the Brazilian Air Force. Project halted by customer decision. Equipment out of use identified.
NCC001911 | OSCILLOSCOPE | ELECTRICITY | YOKOGAMA | DL708E | 27CA1749 | N/A | N/A | CALIBRAVEL\NCC001911.JPG | SECTOR 28 | TESTE DE COMBUSTÍVEL | #REF | IN USE | 365 | 2023-03-03 | 2024-03-02 | 273.3954 | INGEL | EQUIPMENT WITH NCC CHANGED OLD NUMBER NCC000933 E-MAIL SENT ON 29/09/2021
NCC001878 | PRECISION SCALE | WEIGHT | SHIMADZU | ATY224 | D615701266 | 0.0000 TO 220,0000 G | N/A | CALIBRAVEL\NCC001878.JPG | SECTOR 05 | INSPEÇÃO DE ROLAMENTOS | BEARING INSPECTION | IN USE | 365 | 2022-06-14 | 2023-06-14 | 11.3954 | MEDIÇÃO | BEARING INSPECTION
NCC001879 | WHEARSTONE BRIDGE | ELECTRICITY | INSTRUCTHERM | PW-1000 | 140847 | N/A | N/A | CALIBRAVEL\NCC001879.JPG | SECTOR 59 | SALA DE ELETRÔNICA | MI-35M ELECTRIC ROOM | OUT OF USE | 365 | 2021-04-28 | 2022-04-28 | -400.6046 |  | PACKAGED EQUIPMENT, WAITING FOR PROTECT DEFINITION. | Equipment used exclusively in the MI-35M project of the Brazilian Air Force. Project halted by customer decision. Equipment out of use identified.
NCC001880 | OPTICAL LEVEL | N/A | N/A | N/A | N/A | N/A | N/A |  | SECTOR 20 | ÁREA SUPRIMENTOS (ESTOQUE 7) | ELECTRIC ROOM | OUT OF USE | 365 |  |  | -45079.6046 |  | EQUIPMENT TAGGED AS OUT OF SERVICE | WAITING FOR COMPANY DEMAND TO MAKE A CALIBRATION SERVICE QUOTATION
NCC001881 | MICRO-OHMIMETER AND DIGITAL KELVIN BRIDGE | ELECTRICITY | INSTRAM | MICROHM 10I | IN124072-28115 | N/A | N/A | CALIBRAVEL\NCC001888.JPG | SECTOR 59 | SALA DE ELETRÔNICA | ELECTRIC ROOM | OUT OF USE | 365 | 2021-04-27 | 2022-04-27 | -401.6046 |  | PACKAGED EQUIPMENT, WAITING FOR PROTECT DEFINITION. | Equipment used exclusively in the MI-35M project of the Brazilian Air Force. Project halted by customer decision. Equipment out of use identified.
NCC001882 | MANOMETER | PRESSURE | N/A | EN837-1 | N/A | N/A | N/A | CALIBRAVEL\NCC001882.jpg | SECTOR 20 | ÁREA SUPRIMENTOS (ESTOQUE 7) | SECTOR 20 | OUT OF USE | 365 |  |  | -45079.6046 |  | EQUIPMENT TAGGED AS OUT OF SERVICE | WAITING FOR COMPANY DEMAND TO MAKE A CALIBRATION SERVICE QUOTATION
NCC001883 | MANOMETER | PRESSURE | N/A | EN837-1 | N/A | N/A | N/A | CALIBRAVEL\NCC001883.jpg | SECTOR 20 | ÁREA SUPRIMENTOS (ESTOQUE 7) | SECTOR 20 | OUT OF USE | 365 |  |  | -45079.6046 |  | EQUIPMENT TAGGED AS OUT OF SERVICE | WAITING FOR COMPANY DEMAND TO MAKE A CALIBRATION SERVICE QUOTATION
NCC001884 | MANOMETER | PRESSURE | N/A | EN837-1 | N/A | N/A | N/A | CALIBRAVEL\NCC001884.jpg | SECTOR 20 | ÁREA SUPRIMENTOS (ESTOQUE 7) | SECTOR 20 | OUT OF USE | 365 |  |  | -45079.6046 |  | EQUIPMENT TAGGED AS OUT OF SERVICE | WAITING FOR COMPANY DEMAND TO MAKE A CALIBRATION SERVICE QUOTATION
NCC001885 | MANOMETER | PRESSURE | N/A | EN837-1 | N/A | N/A | N/A | CALIBRAVEL\NCC001885.jpg | AT | #N/A | METALLIZATION BENCH | IN USE | 365 | 2022-08-14 | 2023-08-14 | 72.3954 | FLOWMETER | N/A
NCC001886 | ROTATION DRIVER | ROTATION | MI-35M | N/A | N/A | N/A | N/A |  | AT | #N/A | EQUIPMENT BORROWED TO PORTO VELHO TEAM | IN USE | 365 | 2022-08-16 | 2023-08-16 | 74.3954
NCC001886 | MANOMETER | PRESSURE | NOVAPRESS | JF658 | N/A | N/A | N/A | CALIBRAVEL\NCC001886.JPG | SECTOR 20 | ÁREA SUPRIMENTOS (ESTOQUE 7) | FCU FUEL CONTROL UNIT TEST TEST, FUEL TEST | OUT OF USE | 365 | 2021-08-20 | 2022-08-20 | -286.6046 |  | PACKAGED EQUIPMENT, WAITING FOR PROTECT DEFINITION. | Equipment used exclusively in the MI-35M project of the Brazilian Air Force. Project halted by customer decision. Equipment out of use identified.
NCC001887 | MANOMETER | PRESSURE | N/A | N/A | N/A | N/A | N/A | CALIBRAVEL\NCC001887.JPG | SECTOR 20 | ÁREA SUPRIMENTOS (ESTOQUE 7) | FCU FUEL CONTROL UNIT TEST TEST | OUT OF USE | 365 | 2021-08-18 | 2022-08-18 | -288.6046 |  | PACKAGED EQUIPMENT, WAITING FOR PROTECT DEFINITION. | Equipment used exclusively in the MI-35M project of the Brazilian Air Force. Project halted by customer decision. Equipment out of use identified.
NCC001888 | MANOMETER | PRESSURE | POCMA | N/A | N/A | N/A | N/A | CALIBRAVEL\NCC001888.JPG | SECTOR 26 | TESTE PNEUMÁTICO | PNEUMSECTOR 20IC TEST | OUT OF USE | 365 | 2021-10-14 | 2022-10-14 | -231.6046 |  | PACKAGED EQUIPMENT, WAITING FOR PROTECT DEFINITION. | Equipment used exclusively in the MI-35M project of the Brazilian Air Force. Project halted by customer decision. Equipment out of use identified.
NCC001889 | TEMPERSECTOR 20URE SENSOR | TEMPERSECTOR 20URE | N/A | N/A | N/A | N/A | N/A |  | SECTOR 20 | ÁREA SUPRIMENTOS (ESTOQUE 7) | FCU BENCH, FUEL TEST | OUT OF USE | 365 |  |  | -45079.6046 |  | EQUIPMENT TAGGED AS OUT OF SERVICE | WAITING FOR COMPANY DEMAND TO MAKE A CALIBRATION SERVICE QUOTATION
NCC001889 | MANOMETER | PRESSURE | NOVAPRESS | JF658 | N/A | N/A | N/A | CALIBRAVEL\NCC001889.JPG |  | #N/A | FCU FUEL CONTROL UNIT TEST TEST, FUEL TEST | OUT OF USE | 365 | 2022-08-16 | 2023-08-16 | 74.3954 |  | DUPLICITY NOT FOUND
NCC001890 | MANOMETER | PRESSURE | DFX | N/A | CL.A1 NBR14105-1 | 0-5 PSI | N/A | CALIBRAVEL\NCC001890.JPG | SECTOR 20 | ÁREA SUPRIMENTOS (ESTOQUE 7) | SHELF NCP002991 02 | OUT OF USE | 365 | 2021-08-17 | 2022-08-17 | -289.6046 |  | PACKAGED EQUIPMENT, WAITING FOR PROTECT DEFINITION. | Equipment used exclusively in the MI-35M project of the Brazilian Air Force. Project halted by customer decision. Equipment out of use identified.
NCC001891 | MANOMETER | PRESSURE | NOVAPRESS | JF658 | N/A | N/A | N/A | CALIBRAVEL\NCC001891.JPG |  | #N/A | FCU FUEL CONTROL UNIT TEST TEST, FUEL TEST | OUT OF USE | 365 | 2022-08-16 | 2023-08-16 | 74.3954 |  | NOT FOUND
NCC001892 | CARGO CELL | TOUGHNESS | MK CONTROL INSTRUMENTACAO LTDA | CSA-5 | 20210704 | 5KG | N/A | CALIBRAVEL\NCC001892.JPG | SECTOR 12 | SALA LIMPA | ACCESSORIES - CLEAN ROOM | IN USE | 365 | 2022-11-29 | 2023-11-29 | 179.3954 | MEDIÇÃO | N/A
NCC001893 | MANOMETER | PRESSURE | NOVAPRESS | JF658 | N/A | N/A | N/A | CALIBRAVEL\NCC001893.JPG |  | #N/A | FCU FUEL CONTROL UNIT TEST TEST, FUEL TEST | OUT OF USE | 365 | 2022-08-16 | 2023-08-16 | 74.3954 |  | NOT FOUND
NCC001894 | PRESSURE REGULSECTOR 20OR | PRESSURE | CONDOR | MDN 1.5 AC | N/A | N/A | N/A | N/A | SECTOR 47 | SOLDAGEM | SMALL RED CYLINDER (ACETYLENE) | IN USE | 365 | 2023-02-02 | 2024-02-02 | 244.3954 | MEDIÇÃO |  | WAITING FOR COMPANY DEMAND TO MAKE A CALIBRATION SERVICE QUOTATION
NCC001895 | MANOMETER | PRESSURE | N/A | Kgf | N/A | N/A | N/A | N/A | SECTOR 47 | SOLDAGEM | SMALL GREEN CYLINDER (OXYGEN) | IN USE | 365 | 2023-02-02 | 2024-02-02 | 244.3954 | MEDIÇÃO | EQUIPMENT TAGGED AS OUT OF SERVICE | WAITING FOR COMPANY DEMAND TO MAKE A CALIBRATION SERVICE QUOTATION
NCC001896 | THERMOCOUPLE | TEMPERATURE | ALUTAL | TMC-0196-02-Б10R.04 | 274565 | - 50 TO 150 ° C | - 50 TO 150 ° C | N/A | SECTOR 102 | BANCO DE PROVAS - T56 & PW100 | DINAMOMETER BACKGROUND PANEL (TOO) | IN USE | 365 | 2022-07-21 | 2023-07-21 | 48.3954 |  | N/A
NCC001897 | SECTOR 20 | N/A | N/A | N/A | N/A | N/A | N/A | N/A | SECTOR 20 | ÁREA SUPRIMENTOS (ESTOQUE 7) | LOCSECTOR 20E | OUT OF USE | 365 |  |  | -45079.6046 |  | EQUIPMENT TAGGED AS OUT OF SERVICE | WAITING FOR COMPANY DEMAND TO MAKE A CALIBRATION SERVICE QUOTATION
NCC001898 | SECTOR 20 | N/A | N/A | N/A | N/A | N/A | N/A | N/A | SECTOR 20 | ÁREA SUPRIMENTOS (ESTOQUE 7) | LOCSECTOR 20E | OUT OF USE | 365 |  |  | -45079.6046 |  | EQUIPMENT TAGGED AS OUT OF SERVICE | WAITING FOR COMPANY DEMAND TO MAKE A CALIBRATION SERVICE QUOTATION
NCC001899 | SECTOR 20 | N/A | N/A | N/A | N/A | N/A | N/A | N/A | SECTOR 20 | ÁREA SUPRIMENTOS (ESTOQUE 7) | LOCSECTOR 20E | OUT OF USE | 365 |  |  | -45079.6046 |  | EQUIPMENT TAGGED AS OUT OF SERVICE | WAITING FOR COMPANY DEMAND TO MAKE A CALIBRATION SERVICE QUOTATION
NCC001900 | THERMOCOUPLE | TEMPERSECTOR 20URE | ALUTAL | T -TYPE | 304554 | 1 - 10IN MV | 260 - 1260C | CALIBRAVEL\NCC001900.JPG | SECTOR 105 | SALA ELÉTRICA | BELLMOUTH ST PW127/PW118 | OUT OF USE | 365 | 2021-08-25 | 2022-08-25 | -281.6046 |  | EQUIPMENT TAGGED AS OUT OF SERVICE | WAITING FOR COMPANY DEMAND TO MAKE A CALIBRATION SERVICE QUOTATION
NCC001901 | THERMOCOUPLE | TEMPERSECTOR 20URE | ALUTAL | T -TYPE | 304556 | 1 - 10IN MV | 260 - 1260C | CALIBRAVEL\NCC001901.JPG | SECTOR 102 | BANCO DE PROVAS - T56 & PW100 | BELLMOUTH ST PW127/PW118 | OUT OF USE | 365 | 2022-08-17 | 2023-08-17 | 75.3954 |  |  | WAITING FOR COMPANY DEMAND TO MAKE A CALIBRATION SERVICE QUOTATION
NCC001902 | THERMOCOUPLE | TEMPERSECTOR 20URE | ALUTAL | T -TYPE | 304555 | 1 - 10IN MV | 260 - 1260C | CALIBRAVEL\NCC001902.JPG | SECTOR 20 | ÁREA SUPRIMENTOS (ESTOQUE 7) | SHELF NCP0002945 03 | OUT OF USE | 365 | 2021-08-25 | 2022-08-25 | -281.6046 |  | EQUIPMENT TAGGED AS OUT OF SERVICE
NCC001903 | THERMOCOUPLE | TEMPERSECTOR 20URE | ALUTAL | T -TYPE | 304553 | 1 - 10IN MV | 260 - 1260C | CALIBRAVEL\NCC001903.JPG | SECTOR 102 | BANCO DE PROVAS - T56 & PW100 | BELLMOUTH ST PW127/PW118 | OUT OF USE | 365 | 2022-08-17 | 2023-08-17 | 75.3954
NCC001904 | MANOMETER | PRESSURE | N/A | N/A | N/A | 0 TO 150 PSI | N/A | CALIBRAVEL\NCC001904.JPG | SECTOR? | #N/A | EQUIPMENT INSTALLED IN ABRASIVE CLEANING. (NCP002629 BLASTHING MACHINE | IN USE | 365 | 2022-06-03 | 2023-06-03 | 0.39538 |  | EQUIPMENT INSTALLED IN ABRASIVE CLEANING. (NCP002629 BLASTHING MACHINE
NCC001905 | DIGITAL TEMPERSECTOR 20URE CONTROLLER | TEMPERSECTOR 20URE | COEL CONTROLS ELECTRICOS LTDA | N/A | N/A | N/A | N/A | CALIBRAVEL\NCC001905.JPG | SECTOR 48 | PINTURA | OVEN COVER ART | IN USE | 365 | 2021-10-14 | 2022-10-14 | -231.6046 | MEDIÇÃO | EQUIPMENT TAGGED AS OUT OF SERVICE | WAITING FOR COMPANY DEMAND TO MAKE A CALIBRATION SERVICE QUOTATION
NCC001906 | SOFT START PLUS SSW-05 | N/A | WEQ | SSW05 | RS 232 | N/A | N/A |  | SECTOR 20 | ÁREA SUPRIMENTOS (ESTOQUE 7) | LOCSECTOR 20E | OUT OF USE | 365 |  |  | -45079.6046 |  | EQUIPMENT TAGGED AS OUT OF SERVICE | WAITING FOR COMPANY DEMAND TO MAKE A CALIBRATION SERVICE QUOTATION
NCC0001907/00881 | K -TYPE SENSOR | TEMPERATURE | ALUTAL | N/A | N/A | 0 - 200 ° C / E 1260 ° C | N/A | CALIBRAVEL\NCC001907.JPG | SECTOR 88 | BANCO DE PROVAS - M250 & RR300 | TOOK BOX | IN USE | 182 | 2022-12-06 | 2023-06-06 | 3.3954 |  | CALIBRATED TOGETHER WITH NCC000881
NCC001910 | MICROMETER | DIMENSIONAL | HORNY | N/A | N/A | 0-4 | N/A | CALIBRAVEL\NCC001910.JPG | SECTOR 20 | ÁREA SUPRIMENTOS (ESTOQUE 7) | SHELF NCP002946 | OUT OF USE | 365 | 2021-10-14 | 2022-10-14 | -231.6046 | MEDIÇÃO | EQUIPMENT TAGGED AS OUT OF SERVICE | WAITING FOR COMPANY DEMAND TO MAKE A CALIBRATION SERVICE QUOTATION
NCC001909 | MANOMETER | PRESSURE | P1284 | T200 | 22458 | 0-250 PISG | 250PSI | CALIBRAVEL\NCC001909.JPG | SECTOR 115 | COMPRESSOR DE AR COMPRIMIDO | EXTERNAL COMPRESSOR | IN USE | 365 | 2023-05-12 | 2024-05-11 | 343.3954 | MEDIÇÃO | CLUSTERED EQUIPMENT WITH COMPRESSOR NCP002915 ACCORDING TO MANUAL MAINTENANCE ANNUAL
NCC001912 | MANOMETER | PRESSURE | N/A | N/A | N/A | 0-250PSIG | N/A | CALIBRAVEL\NCC001912.JPG | SECTOR 115 | COMPRESSOR DE AR COMPRIMIDO | CHEMICAL EFFLUENT RESERVOIR | IN USE | 365 | 2022-11-04 | 2023-11-04 | 154.3954 | MEDIÇÃO | N/A
NCC001913 | FEELER CLOCK | DIMENSIONAL | FEDERAL MAHR | N/A | 10070010 | N/A | N/A |  | SECTOR 09 | PROJETO M250 & RR300 | M250 & RR300 PROJECT | IN USE | 365 | 2022-11-30 | 2023-11-30 | 180.3954 | MEDIÇÃO | IN THE SECTOR
NCC001914 | PRESSURE TRANSDUCER | PRESSURE | OMEGA | MMG001C1W4D6T1A1CE | 528418 | 0-30 | N/A | CALIBRAVEL\NCC001914 NCP003296.JPG | SECTOR 88 | BANCO DE PROVAS - M250 & RR300 | BANK PROOF M250 & RR300 | OUT OF USE | 182 | 2022-07-27 | 2023-07-27 | 54.3954 | MEDIÇÃO | NOT FOUND IN INSPECTION / EQUIPMENT TAGGED AS OUT OF SERVICE | WAITING FOR COMPANY DEMAND TO MAKE A CALIBRATION SERVICE QUOTATION
NCC001915 | MANOMETER | PRESSURE | FESTY | N/A | 356759ES | 0-16 BAR | 0-220 PSI | CALIBRAVEL\NCC001915.JPG | SECTOR 20 | ÁREA SUPRIMENTOS (ESTOQUE 7) | BANK PROOF M250 & RR300 | OUT OF USE | 365 |  |  | -45079.6046 | MEDIÇÃO | EQUIPMENT TAGGED AS OUT OF SERVICE | EQUIPMENT PREVIOUSLY TAGGED "AS REFERENCE, THERE IS A SERVICE CALIBRSECTOR 20ION QUOTSECTOR 20ION IN PROCESS
NCC001916 | MANOMETER | PRESSURE | N/A | N/A | N/A | 0-10 BAR | 0-150 PSI | CALIBRAVEL\NCC001916.JPG | SECTOR 88 | BANCO DE PROVAS - M250 & RR300 | BANK PROOF M250 & RR300 | IN USE | 365 | 2022-08-01 | 2023-08-01 | 59.3954 | MEDIÇÃO | EQUIPMENT TAGGED AS OUT OF SERVICE
NCC001917 | MANOMETER | PRESSURE | MICRO | N/A | N/A | 0 - 16 BAR | 1 BAR | CALIBRAVEL\NCC001917.JPG | SECTOR 88 | BANCO DE PROVAS - M250 & RR300 | BANK PROOF M250 & RR300 | IN USE | 365 | 2022-08-02 | 2023-08-02 | 60.3954 | MEDIÇÃO | EQUIPMENT TAGGED AS OUT OF SERVICE
NCC001918 | PRESSURE TRANSMITTER | PRESSURE | ZURICH | PSI-420 | N/A | 0-100PSI | N/A | CALIBRAVEL\NCC001918.JPG | SECTOR 88 | BANCO DE PROVAS - M250 & RR300 | BANK PROOF M250 & RR300 | OUT OF USE | 365 | N/A | NA | #VALUE! | MEDIÇÃO | NOT FOUND IN INSPECTION / EQUIPMENT TAGGED AS OUT OF SERVICE | EQUIPMENT PREVIOUSLY TAGGED "AS REFERENCE, THERE IS A SERVICE CALIBRSECTOR 20ION QUOTSECTOR 20ION IN PROCESS
NCC001919 | PRESSURE TRANSMITTER | PRESSURE | ZURICH | PSI-420 | N/A | 0-300 PSI | N/A | CALIBRAVEL\NCC001919.JPG | SECTOR 29 | SALA DE MÁQUINAS | FCU BANK OLD BEGINNING | OUT OF USE | 365 | 2023-03-02 | 2024-03-03 | 274.3954 | MEDIÇÃO | EQUIPMENT TAGGED AS OUT OF SERVICE | CALIBRATION PERFORMED
NCC001921 | SIGNAL CONDITIONER /SIGNAL CONDITIONER SENSOR | TIME AND FREQUENCY | PCB PIEZOTRONICS | 482C SERIES | 194 | N/A | N/A | CALIBRAVEL\NCC001921 1.JPG | SECTOR 102 | BANCO DE PROVAS - T56 & PW100 | BP T56/PW100 | OUT OF USE | 365 | N/A | N/A | #VALUE! | PROCAL | EQUIPMENT TAGGED AS OUT OF SERVICE | EQUIPMENT PREVIOUSLY TAGGED "AS REFERENCE, THERE IS A SERVICE CALIBRSECTOR 20ION QUOTSECTOR 20ION IN PROCESS
NCC001922 | TORQUEMETER | FORCE | LICOT | AQW-4200 | 333898 | 40 TO 200NM | N/A | CALIBRAVEL\NCC001922.JPG | SECTOR 20 | ÁREA SUPRIMENTOS (ESTOQUE 7) | SUPPLY AREA CALIBRSECTOR 20ION ROOM | OUT OF USE | 365 |  |  | -45079.6046 | MEDIÇÃO | PACKAGED EQUIPMENT, WAITING FOR PROTECT DEFINITION. | Equipment used exclusively in the MI-35M project of the Brazilian Air Force. Project halted by customer decision. Equipment out of use identified.
NCC001923 | DIFFERENTIAL PRESSURE TRANSMITTER | PRESSURE | ZURICH | PSI 420. DIF 3A | ID/9131/11/2021 | 0 TO 60 POLH2O | N/A | CALIBRAVEL\NCC001923 NCP003310.JPG | SECTOR 20 | ÁREA SUPRIMENTOS (ESTOQUE 7) | FCU BENCH, FUEL TEST | OUT OF USE | 365 | 2021-11-29 | 2022-11-29 | -185.6046 |  | EQUIPMENT TAGGED AS OUT OF SERVICE | WAITING FOR COMPANY DEMAND TO MAKE A CALIBRATION SERVICE QUOTATION
NCC001924 | DIFFERENTIAL PRESSURE TRANSMITTER | PRESSURE | ZURICH | PSI 420. DIF 3A | ID/9136/11/2021 | 0- 150 POLH20O | N/A | CALIBRAVEL\NCC001924 NCP003311.JPG | SECTOR 20 | ÁREA SUPRIMENTOS (ESTOQUE 7) | FCU BENCH, FUEL TEST | OUT OF USE | 365 | 2023-03-02 | 2024-03-01 | 272.3954 | MEDIÇÃO | EQUIPMENT TAGGED AS OUT OF SERVICE | CALIBRATION PERFORMED
NCC001925 | ANALOG | PRESSURE | N/A | N/A | N/A | 0-10 BAR / 0-150 PSI | N/A | CALIBRAVEL\NCC001925.JPG | SECTOR 20 | ÁREA SUPRIMENTOS (ESTOQUE 7) | OUT OF SERVICE EQUIPMENT ROOM | OUT OF USE | 365 |  |  | -45079.6046 | MEDIÇÃO | PACKAGED EQUIPMENT, WAITING FOR PROTECT DEFINITION. | Equipment used exclusively in the MI-35M project of the Brazilian Air Force. Project halted by customer decision. Equipment out of use identified.
NCC001926 | ANALOG | PRESSURE | N/A | N/A | N/A | 0-10 BAR / 0-150 PSI | N/A | CALIBRAVEL\NCC001926.JPG | SECTOR 20 | ÁREA SUPRIMENTOS (ESTOQUE 7) | OUT OF SERVICE EQUIPMENT ROOM | OUT OF USE | 365 |  |  | -45079.6046 | MEDIÇÃO | PACKAGED EQUIPMENT, WAITING FOR PROTECT DEFINITION. | Equipment used exclusively in the MI-35M project of the Brazilian Air Force. Project halted by customer decision. Equipment out of use identified.
NCC001927 | ANALOG | PRESSURE | N/A | N/A | N/A | 0-10 BAR / 0-150 PSI | N/A | CALIBRAVEL\NCC001927.JPG | SECTOR 20 | ÁREA SUPRIMENTOS (ESTOQUE 7) | OUT OF SERVICE EQUIPMENT ROOM | OUT OF USE | 365 |  |  | -45079.6046 | MEDIÇÃO | PACKAGED EQUIPMENT, WAITING FOR PROTECT DEFINITION. | Equipment used exclusively in the MI-35M project of the Brazilian Air Force. Project halted by customer decision. Equipment out of use identified.
NCC001928 | PRESSURE TRANSDUCER | PRESSURE | SPECTRIS | MMDWU2.5C1P4D6T1A3CE | 526799 | N/A | N/A | CALIBRAVEL\NCC001928.JPG | SECTOR 88 | BANCO DE PROVAS - M250 & RR300 | DIFFERENTIAL FILTER | OUT OF USE | 182 | 2022-07-27 | 2023-07-27 | 54.3954 | MEDIÇÃO | NOT FOUND IN INSPECTION / EQUIPMENT TAGGED AS OUT OF SERVICE | WAITING FOR COMPANY DEMAND TO MAKE A CALIBRATION SERVICE QUOTATION
NCC001929 | THERMOCOUPLE SENSOR FOR TEMPERATURE MEASUREMENT IN EN | TEMPERATURE | N/A | T -TYPE T SENSOR | STI-10 PWC38201 VSN 177691-1 | N/A | N/A | CALIBRAVEL\NCC001929.JPG | SECTOR 102 | BANCO DE PROVAS - T56 & PW100 | BANK OF TEST - T56 & PW100 | IN USE | 365 | 2023-03-03 | 2024-03-02 | 273.3954 | MEDIÇÃO
NCC001930 | THERMOCOUPLE SENSOR FOR TEMPERSECTOR 20URE MEASUREMENT IN EN | TEMPERSECTOR 20URE | N/A | N/A | STI-10 PWC38201 VSN 177691-2 | N/A | N/A | CALIBRAVEL\NCC001930.JPG | SECTOR 102 | BANCO DE PROVAS - T56 & PW100 | FUEL INLET | OUT OF USE | 182 | 2023-03-03 | 2023-09-01 | 90.3954 | MEDIÇÃO
NCC001931 | THERMOCOUPLE SENSOR FOR TEMPERSECTOR 20URE MEASUREMENT IN EN | TEMPERSECTOR 20URE | N/A | N/A | STI-10 PWC38201 VSN 177691-3 | N/A | N/A | CALIBRAVEL\NCC001931.JPG | SECTOR 20 | ÁREA SUPRIMENTOS (ESTOQUE 7) | SHELF NCP002945 02 | OUT OF USE | 182 | 2022-03-28 | 2022-09-26 | -249.6046 |  | EQUIPMENT TAGGED AS OUT OF SERVICE | WAITING FOR COMPANY DEMAND TO MAKE A CALIBRATION SERVICE QUOTATION
NCC001932 | THERMOCOUPLE SENSOR FOR TEMPERATURE AND PRESSURE MEASURING MEASUREMENT | TEMPERATURE / PRESSURE | N/A | N/A | T847447-MOD-KC VSN 177691-1 | N/A | N/A | CALIBRAVEL\NCC001932 C.JPG | SECTOR 88 | BANCO DE PROVAS - M250 & RR300 | M250 & RR300 TEST CELL | IN USE | 182 | 2022-06-06 | 2023-06-06 | 3.3954
NCC001933 | THERMOCOUPLE SENSOR FOR TEMPERATURE AND PRESSURE MEASURING MEASUREMENT | TEMPERATURE / PRESSURE | N/A | N/A | T847447-MOD-KC VSN 177691-2 | N/A | N/A | CALIBRAVEL\NCC001933 C.JPG | SECTOR 20 | ÁREA SUPRIMENTOS (ESTOQUE 7) | TEST CELL - M250 & RR300 | OUT OF USE | 365 | 2022-03-28 | 2023-03-28 | -66.6046 |  | ITEM STORED IN THE CALIBRATION ROOM WE PUT ANNUAL PERIODICITY DUE TO EQUIPMENT STORED / OUT OF SERVICE ROOM
NCC0001934-1 | THERMOCOUPLE SENSOR FOR TEMPERATURE MEASUREMENT IN THE SA | TEMPERATURE | N/A | N/A | PWC37708-100-B2 VSN 177691-1 | N/A | N/A | CALIBRAVEL\NCC001934 NCP003319.JPG | SECTOR 102 | BANCO DE PROVAS - T56 & PW100 | BANK OF TEST - T56 & PW100 | IN USE | 365 | 2023-05-24 | 2024-05-23 | 355.3954 |  |  |  | ..\CERTIFICADOS DE PÓS CALIBRAÇÃO\2023\MAIO\NCC001934.1 - TERMOPAR TIPO K.pdf
NCC0001934-2 | THERMOCOUPLE SENSOR FOR TEMPERATURE MEASUREMENT IN THE SA | TEMPERATURE | N/A | N/A | PWC37708-100-B2 VSN 177691-1 | N/A | N/A | CALIBRAVEL\NCC001934 NCP003319.JPG | SECTOR 102 | BANCO DE PROVAS - T56 & PW100 | BANK OF TEST - T56 & PW100 | IN USE | 365 | 2023-05-24 | 2024-05-23 | 355.3954 |  |  |  | ..\CERTIFICADOS DE PÓS CALIBRAÇÃO\2023\MAIO\NCC001934.2 - TERMOPAR TIPO K.pdf
NCC0001934-3 | THERMOCOUPLE SENSOR FOR TEMPERATURE MEASUREMENT IN THE SA | TEMPERATURE | N/A | N/A | PWC37708-100-B2 VSN 177691-1 | N/A | N/A | CALIBRAVEL\NCC001934 NCP003319.JPG | SECTOR 102 | BANCO DE PROVAS - T56 & PW100 | BANK OF TEST - T56 & PW100 | IN USE | 365 | 2023-05-24 | 2024-05-23 | 355.3954 |  |  |  | ..\CERTIFICADOS DE PÓS CALIBRAÇÃO\2023\MAIO\NCC001934.3 - TERMOPAR TIPO K.pdf
NCC0001934-4 | THERMOCOUPLE SENSOR FOR TEMPERATURE MEASUREMENT IN THE SA | TEMPERATURE | N/A | N/A | PWC37708-100-B2 VSN 177691-1 | N/A | N/A | CALIBRAVEL\NCC001934 NCP003319.JPG | SECTOR 102 | BANCO DE PROVAS - T56 & PW100 | BANK OF TEST - T56 & PW100 | IN USE | 365 | 2023-05-24 | 2024-05-23 | 355.3954 |  |  |  | ..\CERTIFICADOS DE PÓS CALIBRAÇÃO\2023\MAIO\NCC001934.4 - TERMOPAR TIPO K.pdf
NCC0001935-1 | THERMOCOUPLE SENSOR FOR TEMPERATURE MEASUREMENT IN THE SA | TEMPERATURE | N/A | N/A | PWC37708-100-B2 VSN 177691-2 | N/A | N/A | CALIBRAVEL\NCC001935 NCP003320.JPG | SECTOR 102 | BANCO DE PROVAS - T56 & PW100 | STORED IN THE RESERVE CALIBRATION ROOM | OUT OF USE | 365 | 2023-05-24 | 2024-05-23 | 355.3954 |  |  |  | ..\CERTIFICADOS DE PÓS CALIBRAÇÃO\2023\MAIO\NCC001935.1 - TERMOPAR TIPO K.pdf
NCC0001935-2 | THERMOCOUPLE SENSOR FOR TEMPERATURE MEASUREMENT IN THE SA | TEMPERATURE | N/A | N/A | PWC37708-100-B2 VSN 177691-2 | N/A | N/A | CALIBRAVEL\NCC001935 NCP003320.JPG | SECTOR 102 | BANCO DE PROVAS - T56 & PW100 | STORED IN THE RESERVE CALIBRATION ROOM | OUT OF USE | 365 | 2023-05-24 | 2024-05-23 | 355.3954 |  |  |  | ..\CERTIFICADOS DE PÓS CALIBRAÇÃO\2023\MAIO\NCC001935.2 - TERMOPAR TIPO K.pdf
NCC0001935-3 | THERMOCOUPLE SENSOR FOR TEMPERATURE MEASUREMENT IN THE SA | TEMPERATURE | N/A | N/A | PWC37708-100-B2 VSN 177691-2 | N/A | N/A | CALIBRAVEL\NCC001935 NCP003320.JPG | SECTOR 102 | BANCO DE PROVAS - T56 & PW100 | STORED IN THE RESERVE CALIBRATION ROOM | OUT OF USE | 365 | 2023-05-24 | 2024-05-23 | 355.3954 |  |  |  | ..\CERTIFICADOS DE PÓS CALIBRAÇÃO\2023\MAIO\NCC001935.3 - TERMOPAR TIPO K.pdf
NCC0001935/4 | THERMOCOUPLE SENSOR FOR TEMPERATURE MEASUREMENT IN THE SA | TEMPERATURE | N/A | N/A | PWC37708-100-B2 VSN 177691-2 | N/A | N/A | CALIBRAVEL\NCC001935 NCP003320.JPG | SECTOR 102 | BANCO DE PROVAS - T56 & PW100 | STORED IN THE RESERVE CALIBRATION ROOM | OUT OF USE | 365 | 2023-05-24 | 2024-05-23 | 355.3954 |  |  |  | ..\CERTIFICADOS DE PÓS CALIBRAÇÃO\2023\MAIO\NCC001935.4 - TERMOPAR TIPO K.pdf
NCC0001936-1 | THERMOCOUPLE SENSOR FOR TEMPERATURE MEASUREMENT IN THE SA | TEMPERATURE | N/A | N/A | PWC37708-100-B2 VSN 177691-3 | N/A | N/A | CALIBRAVEL\NCC001936 NCP003321.JPG | SECTOR 20 | ÁREA SUPRIMENTOS (ESTOQUE 7) | SHELF NCP002945 01 | OUT OF USE | 365 | 2023-05-24 | 2024-05-23 | 355.3954 |  |  |  | ..\CERTIFICADOS DE PÓS CALIBRAÇÃO\2023\MAIO\NCC001936.1 - TERMOPAR TIPO K.pdf
NCC0001936-2 | THERMOCOUPLE SENSOR FOR TEMPERATURE MEASUREMENT IN THE SA | TEMPERATURE | N/A | N/A | PWC37708-100-B2 VSN 177691-3 | N/A | N/A | CALIBRAVEL\NCC001936 NCP003321.JPG | SECTOR 20 | ÁREA SUPRIMENTOS (ESTOQUE 7) | SHELF NCP002945 01 | OUT OF USE | 365 | 2023-05-24 | 2024-05-23 | 355.3954 |  |  |  | ..\CERTIFICADOS DE PÓS CALIBRAÇÃO\2023\MAIO\NCC001936.2 - TERMOPAR TIPO K.pdf
NCC0001936-3 | THERMOCOUPLE SENSOR FOR TEMPERATURE MEASUREMENT IN THE SA | TEMPERATURE | N/A | N/A | PWC37708-100-B2 VSN 177691-3 | N/A | N/A | CALIBRAVEL\NCC001936 NCP003321.JPG | SECTOR 20 | ÁREA SUPRIMENTOS (ESTOQUE 7) | SHELF NCP002945 01 | OUT OF USE | 365 | 2023-05-24 | 2024-05-23 | 355.3954 |  |  |  | ..\CERTIFICADOS DE PÓS CALIBRAÇÃO\2023\MAIO\NCC001936.3 - TERMOPAR TIPO K.pdf
NCC0001936-4 | THERMOCOUPLE SENSOR FOR TEMPERATURE MEASUREMENT IN THE SA | TEMPERATURE | N/A | N/A | PWC37708-100-B2 VSN 177691-3 | N/A | N/A | CALIBRAVEL\NCC001936 NCP003321.JPG | SECTOR 20 | ÁREA SUPRIMENTOS (ESTOQUE 7) | SHELF NCP002945 01 | OUT OF USE | 365 | 2023-05-24 | 2024-05-23 | 355.3954 |  |  |  | ..\CERTIFICADOS DE PÓS CALIBRAÇÃO\2023\MAIO\NCC001936.4 - TERMOPAR TIPO K.pdf
NCC001937 | THERMOCOUPLE SENSOR FOR TEMPERATURE MEASUREMENT TYPE T | TEMPERATURE | ALUTAL | T -TYPE | CA-0001/22 | N/A | N/A | CALIBRAVEL\NCC001937.JPG | SECTOR 88 | BANCO DE PROVAS - M250 & RR300 | HI LIN | IN USE | 182 | 2022-12-06 | 2023-06-06 | 3.3954 |  | DYNAMOMETER (OLÉO IN)
NCC001938 | THERMOCOUPLE SENSOR FOR TEMPERATURE MEASUREMENT TYPE T | TEMPERATURE | ALUTAL | T -TYPE | CA-0002/22 | N/A | N/A | CALIBRAVEL\NCC001938.JPG | SECTOR 88 | BANCO DE PROVAS - M250 & RR300 | ENGINE OIL OUT | IN USE | 182 | 2022-12-06 | 2023-06-06 | 3.3954 |  | INSTALLED ON BANK M250
NCC001939 | THERMOCOUPLE SENSOR FOR TEMPERATURE MEASUREMENT TYPE T | TEMPERATURE | ALUTAL | T -TYPE | CA-0535/22 | N/A | N/A |  | SECTOR 88 | BANCO DE PROVAS - M250 & RR300 | FUEL LINE | IN USE | 182 | 2022-12-06 | 2023-06-06 | 3.3954 |  | N/A
NCC001940 | THERMOCOUPLE SENSOR FOR TEMPERSECTOR 20URE MEASUREMENT TYPE K | TEMPERSECTOR 20URE | ALUTAL | K -TYPE | N/A | N/A | N/A | CALIBRAVEL\NCC001940.JPG | SECTOR 20 | ÁREA SUPRIMENTOS (ESTOQUE 7) | M250 & RR300 TEST CELL USED SECTOR 20 THE WSECTOR 20ER IN INSTALLSECTOR 20ION SITE | OUT OF USE | 365 |  |  | -45079.6046 |  | PACKAGED EQUIPMENT, WAITING FOR PROTECT DEFINITION. | Equipment used exclusively in the MI-35M project of the Brazilian Air Force. Project halted by customer decision. Equipment out of use identified.
NCC001941 | THERMOCOUPLE SENSOR FOR TEMPERSECTOR 20URE MEASUREMENT TYPE K | TEMPERSECTOR 20URE | ALUTAL | K -TYPE | N/A | N/A | N/A | CALIBRAVEL\NCC001941.JPG | SECTOR 20 | ÁREA SUPRIMENTOS (ESTOQUE 7) | TEST CELL - M250 & RR300 USED SECTOR 20 THE WSECTOR 20ER OUT INSTALLSECTOR 20ION SITE | OUT OF USE | 365 |  |  | -45079.6046 |  | PACKAGED EQUIPMENT, WAITING FOR PROTECT DEFINITION. | Equipment used exclusively in the MI-35M project of the Brazilian Air Force. Project halted by customer decision. Equipment out of use identified.
NCC001942 | CARGO CELL | TOUGHNESS | OMEGA | LCCD-2K | 716635 | 0.0 TO 2000.0 LBF | N/A | CALIBRAVEL\NCC001942 NCP002994.jpg | SECTOR 88 | BANCO DE PROVAS - M250 & RR300 | M250 & RR300 TEST CELL | IN USE | 182 | 2023-04-10 | 2023-10-09 | 128.3954 | MEDIÇÃO |  |  | ..\CERTIFICADOS DE PÓS CALIBRAÇÃO\2023\ABRIL\NCC001942 - CÉLULA DE CARGA.pdf
NCC001943 | 302+ AMMETER PLIERS | N/A | FLUKE | N/A | 47783992MV | N/A | N/A | CALIBRAVEL\NCC001943.JPG | SECTOR 20 | ÁREA SUPRIMENTOS (ESTOQUE 7) | BOOKSHELF A / SHELF 3 | OUT OF USE | 365 |  |  | -45079.6046 |  | PACKAGED EQUIPMENT, WAITING FOR PROTECT DEFINITION. | Equipment used exclusively in the MI-35M project of the Brazilian Air Force. Project halted by customer decision. Equipment out of use identified.
NCC001944 | GAS DETECTOR | ELECTROCHEMICAL | MPOWER | MP100 | 1.07E+10 | N/A | N/A | CALIBRAVEL\NCC001944.JPG | SECTOR 20 | ÁREA SUPRIMENTOS (ESTOQUE 7) | OUT OF SERVICE EQUIPMENT ROOM | OUT OF USE | 365 |  |  | -45079.6046 |  | PACKAGED EQUIPMENT, WAITING FOR PROTECT DEFINITION. | Equipment used exclusively in the MI-35M project of the Brazilian Air Force. Project halted by customer decision. Equipment out of use identified.
NCC001945 | 4 PORTABLE 4 GAS DETECTOR | ELECTROCHEMICAL | INSTRUCTHERM | DG500 | E30306700106 | N/A | N/A | CALIBRAVEL\NCC001945.JPG | SECTOR 20 | ÁREA SUPRIMENTOS (ESTOQUE 7) | OUT OF SERVICE EQUIPMENT ROOM | OUT OF USE | 365 |  |  | -45079.6046 |  | PACKAGED EQUIPMENT, WAITING FOR PROTECT DEFINITION. | Equipment used exclusively in the MI-35M project of the Brazilian Air Force. Project halted by customer decision. Equipment out of use identified.
NCC001946 | MANOMETER | PRESSURE | JOHN CURRAN LTD. | 1212 | 171789 | 0 TO 160 PSI | N/A | CALIBRAVEL\NCC001946.JPG | SECTOR 20 | ÁREA SUPRIMENTOS (ESTOQUE 7) | MANUAL REPAIRS | IN USE | 365 |  |  | -45079.6046 | MEDIÇÃO | PACKAGED EQUIPMENT, WAITING FOR PROTECT DEFINITION. | Equipment used exclusively in the MI-35M project of the Brazilian Air Force. Project halted by customer decision. Equipment out of use identified.
NCC001947 | MANOMETER | PRESSURE | JOHN CURRAN LTD. | 1212 | 171722 | 0 TO 120 PSI / 0 TO 8 BAR | N/A | CALIBRAVEL\NCC001947.JPG | SECTOR 20 | ÁREA SUPRIMENTOS (ESTOQUE 7) | PNEUMSECTOR 20IC TEST | OUT OF USE | 365 |  |  | -45079.6046 | MEDIÇÃO | PACKAGED EQUIPMENT, WAITING FOR PROTECT DEFINITION. | Equipment used exclusively in the MI-35M project of the Brazilian Air Force. Project halted by customer decision. Equipment out of use identified.
NCC001949 | DIGITAL MULTIMETER | ELECTRICITY | MINIPA | N/A | N/A | N/A | N/A | CALIBRAVEL\NCC001949.JPG | SECTOR 20 | ÁREA SUPRIMENTOS (ESTOQUE 7) | LOCSECTOR 20ED TOOL CART NCP002885 | OUT OF USE | 365 |  |  | -45079.6046 |  | PACKAGED EQUIPMENT, WAITING FOR PROTECT DEFINITION. | Equipment used exclusively in the MI-35M project of the Brazilian Air Force. Project halted by customer decision. Equipment out of use identified.
NCC001950 | MANOMETER | PRESSURE | JOHN CURRAN LTD. | TN1822 | 912458 | 0 TO160 PSI | 160 PSI | CALIBRAVEL\NCC001950.JPG | SECTOR 44 | PESO E BALANCEAMENTO | INSTALLED ON BALANCED NCC000600 UNDER | IN USE | 365 | 2023-05-12 | 2024-05-11 | 343.3954 | MEDIÇÃO | LOCATED UNDER THE PART OF THE VERTICAL BALANCE SHEET NCC000600
NCC001951 | TEMPERATURE CONTROLLER | TEMPERATURE | DIGIMEC | SHME-112 | N/A | 0 - 1300 ° C | 1 ° C | CALIBRAVEL\NCC001951.JPG | SECTOR 47 | SOLDAGEM | INSTALDO IN THE OVEN WITH NCP000670 | IN USE | 365 | 2022-07-25 | 2023-07-25 | 52.3954 | MEDIÇÃO
NCC001952 | TEMPERATURE CONTROLLER | TEMPERATURE | COEL CONTROLS ELECTRICOS LTDA | K48E | N/A | N/A | N/A | CALIBRAVEL\NCC001952.JPG | SECTOR 04 | PROCESSOS QUÍMICOS | PESSURE | IN USE | 365 | 2022-12-15 | 2023-12-15 | 195.3954
NCC001953 | FREQUENCY INVERTER | TIME AND FREQUENCY | WEQ | CFW08 | N/A | N/A | N/A | CALIBRAVEL\NCC001953.JPG | SECTOR 53 | MANUTENÇÃO DE MGB STRUDS MI-35 | LOCSECTOR 20ED INSIDE THE METALOGRAPHIC CUTTER PANEL NCP003297 | OUT OF USE | 365 |  |  | -45079.6046 |  | PACKAGED EQUIPMENT, WAITING FOR PROTECT DEFINITION. | Equipment used exclusively in the MI-35M project of the Brazilian Air Force. Project halted by customer decision. Equipment out of use identified.
NCC001954 | DIGITAL MULTIMETER | ENERGY | FLUKE | 600 V CAT III 15B+DIGITAL MULTIMETER | 43160641WS | N/A | N/A | CALIBRAVEL\NCC001954.JPG | SECTOR 59 | SALA DE ELETRÔNICA | VLADIMIR USE | OUT OF USE | 365 |  |  | -45079.6046 |  | PACKAGED EQUIPMENT, WAITING FOR PROTECT DEFINITION. | Equipment used exclusively in the MI-35M project of the Brazilian Air Force. Project halted by customer decision. Equipment out of use identified.
NCC001955 | GAS DETECTOR | ELECTROCHEMICAL | GASALERTMICROCLIP XL | GASALERT MICROCLIPXL | KA4216024070 | N/A | N/A | CALIBRAVEL\NCC001955 NCP003373.JPG | SECTOR 51 | EQUIPAMENTOS DE METALIZAÇÃO E PLASMA | PLASMA CABIN | IN USE | 365 | 2023-04-10 | 2024-04-09 | 311.3954 | LEL ENVIRONMENTAL |  |  | ..\CERTIFICADOS DE PÓS CALIBRAÇÃO\2023\ABRIL\NCC001955 - DETECTOR DE GASES PORTATIL.pdf
NCC001956 | FIXED DETECTOR FOR FLAMMABLE GASES | ELECTROCHEMICAL | NANJING AIYI TECHNOLOGIES CO. LTD | GARY | 31212981 | N/A | N/A | CALIBRAVEL\NCC001956 NCP003374.JPG | SECTOR 51 | EQUIPAMENTOS DE METALIZAÇÃO E PLASMA | PLASMA CABIN | IN USE | 365 | 2023-04-10 | 2024-04-09 | 311.3954 | LEL ENVIRONMENTAL |  |  | ..\CERTIFICADOS DE PÓS CALIBRAÇÃO\2023\ABRIL\NCC001956 - DETECTOR DE GÁS FIXO.pdf
NCC001957 | FIXED DETECTOR FOR FLAMMABLE GASES | ELECTROCHEMICAL | NANJING AIYI TECHNOLOGIES CO. LTD | GARY | 31212974 | N/A | N/A | CALIBRAVEL\NCC001957 NCP003375.JPG | SECTOR 51 | EQUIPAMENTOS DE METALIZAÇÃO E PLASMA | PLASMA CABIN | IN USE | 365 | 2023-04-10 | 2024-04-09 | 311.3954 | LEL ENVIRONMENTAL |  |  | ..\CERTIFICADOS DE PÓS CALIBRAÇÃO\2023\ABRIL\NCC001957 - DETECTOR DE GÁS FIXO.pdf
NCC001958 | MANOMETER | PRESSURE | N/A | N/A | N/A | 0-10 KGF/CM | N/A | CALIBRAVEL\NCC001958.JPG | SECTOR 88 | BANCO DE PROVAS - M250 & RR300 | SECTOR 20 | OUT OF USE | 365 |  |  | -45079.6046 |  | PACKAGED EQUIPMENT, WAITING FOR PROTECT DEFINITION. | Equipment used exclusively in the MI-35M project of the Brazilian Air Force. Project halted by customer decision. Equipment out of use identified.
NCC001959 | INFRARED THERMOMETER | TERMPERSECTOR 20URE | HIKARI | HT-550 | 21N25503053 | 50 ~+550 C | N/A | CALIBRAVEL\NCC001959.JPG | SECTOR 58 | ENGENHARIA | ENGINEERING | OUT OF USE | 365 |  |  | -45079.6046 |  | PACKAGED EQUIPMENT, WAITING FOR PROTECT DEFINITION. | Equipment used exclusively in the MI-35M project of the Brazilian Air Force. Project halted by customer decision. Equipment out of use identified.
NCC001960 | DIGITAL PRESSURE INDICSECTOR 20OR | PRESSURE | MYPIN | DA8-RRB | N/A | N/A | N/A | CALIBRAVEL\NCC001960.JPG | SECTOR 28 | TESTE DE COMBUSTÍVEL | FCU IAS-001 BENCH | IN USE | 365 | 2023-03-02 | 2024-03-02 | 273.3954 | MEDIÇÃO | PACKAGED EQUIPMENT, WAITING FOR PROTECT DEFINITION. | Equipment used exclusively in the MI-35M project of the Brazilian Air Force. Project halted by customer decision. Equipment out of use identified.
NCC001961 | MANOMETER | PRESSURE | JOHN CURRAN LTD. | N/A | 8120438 | 0 - 60 IB/IN2 | 60 IB/IN2 | CALIBRAVEL\NCC001961.JPG | SECTOR 28 | TESTE DE COMBUSTÍVEL | AWAITING CALIBRATION | OUT OF USE | 365 | 2022-06-15 | 2023-06-15 | 12.3954 | MEDIÇÃO | AWAITING CALIBRATION EQUIPMENT WAS IN THE CONTAINER
NCC001962 | MANOMETER | PRESSURE | HEISE | N/A | 4132 | 0 - 60 PSI A | N/A | CALIBRAVEL\NCC001962.JPG | SECTOR 25 | TESTE HIDRAULICO | CLEAN ROOM CABINET | IN USE | 365 | 2022-06-15 | 2023-06-15 | 12.3954 | MEDIÇÃO
NCC001963 | PROOF | TOUGHNESS | MITITAYO | N/A | 33-4610 | N/A | 32.3 HRC T = 10.32MM | CALIBRAVEL\NCC001963.JPG | SECTOR 20 | ÁREA SUPRIMENTOS (ESTOQUE 7) | OUT OF SERVICE EQUIPMENT ROOM | IN USE | 365 |  |  | -45079.6046 | MEDIÇÃO | ANEL ASSESSORIO DO DUROMETRO ENCONTRA SE NA METALOGRAFIA AO ALODO DO BANCO MI35 | Equipment used exclusively in the MI-35M project of the Brazilian Air Force. Project halted by customer decision. Equipment out of use identified.
NCC001964 | PROOF | TOUGHNESS | MITITAYO | N/A | 36-3156 | N/A | 75.1 HR30TW T = 10.10MM | CALIBRAVEL\NCC001964.JPG | SECTOR 20 | ÁREA SUPRIMENTOS (ESTOQUE 7) | OUT OF SERVICE EQUIPMENT ROOM | OUT OF USE | 365 |  |  | -45079.6046 |  | ANEL ASSESSORIO DO DUROMETRO ENCONTRA SE NA METALOGRAFIA AO ALODO DO BANCO MI36 | Equipment used exclusively in the MI-35M project of the Brazilian Air Force. Project halted by customer decision. Equipment out of use identified.
NCC001965 | PROOF | TOUGHNESS | MITITAYO | N/A | 36-3161 | N/A | 92.4 HRBW T = 10.11MM | CALIBRAVEL\NCC001965.JPG | SECTOR 20 | ÁREA SUPRIMENTOS (ESTOQUE 7) | OUT OF SERVICE EQUIPMENT ROOM | IN USE | 365 |  |  | -45079.6046 | MEDIÇÃO | ANEL ASSESSORIO DO DUROMETRO ENCONTRA SE NA METALOGRAFIA AO ALODO DO BANCO MI37 | Equipment used exclusively in the MI-35M project of the Brazilian Air Force. Project halted by customer decision. Equipment out of use identified.
NCC001966 | PROOF | TOUGHNESS | MITITAYO | N/A | 33-3123 | N/A | 67.8 HR30N T = 10.34MM | CALIBRAVEL\NCC001966.JPG | SECTOR 20 | ÁREA SUPRIMENTOS (ESTOQUE 7) | OUT OF SERVICE EQUIPMENT ROOM | OUT OF USE | 365 |  |  | -45079.6046 |  | ANEL ASSESSORIO DO DUROMETRO ENCONTRA SE NA METALOGRAFIA AO ALODO DO BANCO MI38 | Equipment used exclusively in the MI-35M project of the Brazilian Air Force. Project halted by customer decision. Equipment out of use identified.
NCC001967 | PROOF | TOUGHNESS | MITITAYO | N/A | 33-4689 | N/A | 63.3 HRC T = 10.09MM | CALIBRAVEL\NCC001967.JPG | SECTOR 20 | ÁREA SUPRIMENTOS (ESTOQUE 7) | OUT OF SERVICE EQUIPMENT ROOM | IN USE | 365 |  |  | -45079.6046 | MEDIÇÃO | ANEL ASSESSORIO DO DUROMETRO ENCONTRA SE NA METALOGRAFIA AO ALODO DO BANCO MI39 | Equipment used exclusively in the MI-35M project of the Brazilian Air Force. Project halted by customer decision. Equipment out of use identified.
NCC001968 | MANOMETER | PRESSURE | N/A | N/A | N/A | 0-220 PSI | N/A | CALIBRAVEL\NCC001968.JPG | SECTOR 20 | ÁREA SUPRIMENTOS (ESTOQUE 7) | OUT OF SERVICE EQUIPMENT ROOM | OUT OF USE | 365 |  |  | -45079.6046 | MEDIÇÃO | PACKAGED EQUIPMENT, WAITING FOR PROTECT DEFINITION. | Equipment used exclusively in the MI-35M project of the Brazilian Air Force. Project halted by customer decision. Equipment out of use identified.
NCC001969 | MANOMETER | PRESSURE | N/A | N/A | N/A | N/A | N/A | CALIBRAVEL\NCC001969.JPG | SECTOR 26 | TESTE PNEUMÁTICO | RUSSIAN HYDRAULIC BENCH | OUT OF USE | 365 | 2021-10-14 | 2022-10-14 | -231.6046 |  | EQUIPMENT TAGGED AS OUT OF SERVICE | WAITING FOR COMPANY DEMAND TO MAKE A CALIBRATION SERVICE QUOTATION
NCC001970 | FREQUENCY INVERTER | TIME AND FREQUENCY | WEQ | CFW08 | 576587 | N/A | N/A | CALIBRAVEL\NCC001970.JPG | SECTOR 27 | TESTE ELÉTRICO | NCP002314 BENCH | IN USE | 365 |  |  | -45079.6046 | MEDIÇÃO | PACKAGED EQUIPMENT, WAITING FOR PROTECT DEFINITION. | Equipment used exclusively in the MI-35M project of the Brazilian Air Force. Project halted by customer decision. Equipment out of use identified.
NCC001971 | STANDARD WEIGHT | WEIGHT | N/A | N/A | 222409-01 | 0.500G | N/A | CALIBRAVEL\NCC001971.JPG | SECTOR 04 | PROCESSOS QUÍMICOS | CABINET | IN USE | 365 | 2022-03-18 | 2023-03-18 | -76.6046 |  | OUT OF SERVICE ROOM
NCC001972 | STANDARD WEIGHT | WEIGHT | N/A | N/A | 222409-01 | 0.500G | N/A | CALIBRAVEL\NCC001972.JPG | SECTOR 04 | PROCESSOS QUÍMICOS | CABINET | IN USE | 365 | 2022-03-18 | 2023-03-18 | -76.6046 |  | OUT OF SERVICE ROOM
NCC001973 | STANDARD WEIGHT | WEIGHT | N/A | N/A | 222409-01 | 0.500G | N/A | CALIBRAVEL\NCC001973.JPG | SECTOR 04 | PROCESSOS QUÍMICOS | CABINET | IN USE | 365 | 2022-03-18 | 2023-03-18 | -76.6046 |  | OUT OF SERVICE ROOM
NCC001974 | MANOMETER | PRESSURE | N/A | N/A | N/A | 0-10 KGF/CM | N/A | CALIBRAVEL\NCC001974.JPG | SECTOR 29 | SALA DE MÁQUINAS | MACHINE ROOM | IN USE | 365 |  |  | -45079.6046 |  | PACKAGED EQUIPMENT, WAITING FOR PROTECT DEFINITION.
NCC001975 | DUROMETRO DUROMETER | TOUGHNESS | MITITAYO | HR 430MS | 5981511 | N/A | N/A | CALIBRAVEL\NCC001975 NCP003299.JPG | SECTOR 53 | MANUTENÇÃO DE MGB STRUDS MI-35 | MGB MAINTENANCE STRUDS MI-35 | OUT OF USE | 730 |  |  | -45079.6046 |  | PACKAGED EQUIPMENT, WAITING FOR PROTECT DEFINITION. | Equipment used exclusively in the MI-35M project of the Brazilian Air Force. Project halted by customer decision. Equipment out of use identified.
NCC001976 | MANOMETER | PRESSURE | RECORD | POL2 / KG | N/A | 0-50 PSI / 0-3.5 KG / CM ² | 50PSI / 3.5KG | CALIBRAVEL\NCC001976.JPG | SECTOR 20 | ÁREA SUPRIMENTOS (ESTOQUE 7) | FUEL TEST | OUT OF USE | 365 | 2022-06-15 | 2023-06-15 | 12.3954 | MEDIÇÃO | OUT OF SERVICE ROOM
NCC001977 | MANOMETER | PRESSURE | NEWTOWN CONN | HEISE | 4082 | 0-20 PSIA | 20 PSI | CALIBRAVEL\NCC001977.JPG | SECTOR 20 | ÁREA SUPRIMENTOS (ESTOQUE 7) | FUEL TEST | OUT OF USE | 365 | 2022-06-15 | 2023-06-15 | 12.3954 | MEDIÇÃO | TAKEN FROM THE ACCESSORY / OUT OF SERVICE ROOM SECTOR
NCC001978 | MANOMETER | PRESSURE | N/A | SMC | N/A | 0-1 MPA | N/A | CALIBRAVEL\NCC001978.JPG | SECTOR 29 | SALA DE MÁQUINAS | MACHINE ROOM | OUT OF USE | 365 |  |  | -45079.6046 |  | PACKAGED EQUIPMENT, WAITING FOR PROTECT DEFINITION. | Equipment used exclusively in the MI-35M project of the Brazilian Air Force. Project halted by customer decision. Equipment out of use identified.
NCC001979 | MANOMETER | PRESSURE | N/A | SMC | N/A | 0-1 MPA | N/A | CALIBRAVEL\NCC001979.JPG | SECTOR 29 | SALA DE MÁQUINAS | MACHINE ROOM | OUT OF USE | 365 |  |  | -45079.6046 |  | PACKAGED EQUIPMENT, WAITING FOR PROTECT DEFINITION. | Equipment used exclusively in the MI-35M project of the Brazilian Air Force. Project halted by customer decision. Equipment out of use identified.
NCC001980 | PORTABLE SIGNAL GENERSECTOR 20OR AND CALIBRSECTOR 20OR | VOLTAGE AND FREQUENCY | MITIINSTRUMENTS | 1510A | 600132013 | N/A | N/A | CALIBRAVEL\NCC001980.JPG | SECTOR 105 | SALA ELÉTRICA | IN RED CART | OUT OF USE | 365 |  |  | -45079.6046 |  | PACKAGED EQUIPMENT, WAITING FOR PROTECT DEFINITION. | Equipment used exclusively in the MI-35M project of the Brazilian Air Force. Project halted by customer decision. Equipment out of use identified.
NCC001981 | WRISTWRITER | N/A | INNOVSECTOR 20ES | INV CC1 01 |  | N/A | N/A | CALIBRAVEL\NCC001981.JPG | SECTOR 20 | ÁREA SUPRIMENTOS (ESTOQUE 7) | FUEL TEST | OUT OF USE | 365 |  |  | -45079.6046 |  | PACKAGED EQUIPMENT, WAITING FOR PROTECT DEFINITION. | Equipment used exclusively in the MI-35M project of the Brazilian Air Force. Project halted by customer decision. Equipment out of use identified.
NCC001982 | PRESSURE INDICSECTOR 20OR | PRESSURE | NOVUS | N1040I | 22017734 | N/A | N/A | CALIBRAVEL\NCC001982.JPG | SECTOR 28 | TESTE DE COMBUSTÍVEL | FCU IAS-002 BENCH | OUT OF USE | 365 | 2023-03-03 | 2024-03-03 | 274.3954 |  | EQUIPMENT TAGGED AS OUT OF SERVICE | EQUIPMENT PREVIOUSLY TAGGED "AS REFERENCE, THERE IS A SERVICE CALIBRSECTOR 20ION QUOTSECTOR 20ION IN PROCESS
NCC001983 | PRESSURE INDICSECTOR 20OR | PRESSURE | NOVUS | N1040I | 22017778 | N/A | N/A | CALIBRAVEL\NCC001983.JPG | SECTOR 28 | TESTE DE COMBUSTÍVEL | FCU IAS-002 BENCH | IN USE | 365 | 2023-03-03 | 2024-03-03 | 274.3954 | MEDIÇÃO | EQUIPMENT TAGGED AS OUT OF SERVICE | EQUIPMENT PREVIOUSLY TAGGED "AS REFERENCE, THERE IS A SERVICE CALIBRSECTOR 20ION QUOTSECTOR 20ION IN PROCESS
NCC001984 | ARGON/ NITROMBEN | TUBULAR | N/A | N/A | N/A | N/A | N/A | CALIBRAVEL\NCC001984.JPG | SECTOR 51 | EQUIPAMENTOS DE METALIZAÇÃO E PLASMA | LOCATED ON 9MC PLASMA CONTROL UNIT NCP002573 | IN USE | 365 | 2022-08-14 | 2023-08-14 | 72.3954 | FLOWMETER
NCC001985 | HYDROGEN ROTTER | TUBULAR | N/A | N/A | N/A | N/A | N/A | CALIBRAVEL\NCC001985.JPG | SECTOR 51 | EQUIPAMENTOS DE METALIZAÇÃO E PLASMA | LOCATED ON 9MC PLASMA CONTROL UNIT NCP002573 | IN USE | 365 | 2022-08-14 | 2023-08-14 | 72.3954 | FLOWMETER
NCC001986 | HELIUM | TUBULAR | N/A | N/A | N/A | N/A | N/A | CALIBRAVEL\NCC001986.JPG | SECTOR 51 | EQUIPAMENTOS DE METALIZAÇÃO E PLASMA | LOCSECTOR 20ED ON 9MC PLASMA CONTROL UNIT NCP002573 | IN USE | 365 |  |  | -45079.6046 | MEDIÇÃO | EQUIPMENT TAGGED AS OUT OF SERVICE | EQUIPMENT PREVIOUSLY TAGGED "AS REFERENCE, THERE IS A SERVICE CALIBRSECTOR 20ION QUOTSECTOR 20ION IN PROCESS
NCC001987 | AMMETER | N/A | N/A | N/A | N/A | N/A | N/A | CALIBRAVEL\NCC001987.JPG | SECTOR 51 | EQUIPAMENTOS DE METALIZAÇÃO E PLASMA | LOCATED ON 9MC PLASMA CONTROL UNIT NCP002573 | IN USE | 365 | 2022-06-13 | 2023-06-13 | 10.3954 | MEDIÇÃO
NCC001988 | VOLTMETER | N/A | N/A | N/A | N/A | N/A | N/A | CALIBRAVEL\NCC001988.JPG | SECTOR 51 | EQUIPAMENTOS DE METALIZAÇÃO E PLASMA | LOCATED ON 9MC PLASMA CONTROL UNIT NCP002574 | IN USE | 365 | 2022-08-13 | 2023-08-13 | 71.3954 | MEDIÇÃO
NCC001989 | PULSE INDICSECTOR 20OR | N/A | N/A | N/A | N/A | N/A | N/A | CALIBRAVEL\NCC001989.JPG | SECTOR 51 | EQUIPAMENTOS DE METALIZAÇÃO E PLASMA | LOCSECTOR 20ED ON 6MP TYPE DUAL NCP001631 | OUT OF USE | 365 |  |  | -45079.6046 |  | EQUIPMENT TAGGED AS OUT OF SERVICE | EQUIPMENT PREVIOUSLY TAGGED "AS REFERENCE, THERE IS A SERVICE CALIBRSECTOR 20ION QUOTSECTOR 20ION IN PROCESS
NCC001990 | MANOMETER | PRESSURE | METCO | N/A | N/A | 0-300 UNID | N/A | CALIBRAVEL\NCC001990.JPG | SECTOR 51 | EQUIPAMENTOS DE METALIZAÇÃO E PLASMA | LOCSECTOR 20ED ON 6MP TYPE DUAL NCP001631 | OUT OF USE | 365 |  |  | -45079.6046 | MEDIÇÃO | EQUIPMENT TAGGED AS OUT OF SERVICE | EQUIPMENT PREVIOUSLY TAGGED "AS REFERENCE, THERE IS A SERVICE CALIBRSECTOR 20ION QUOTSECTOR 20ION IN PROCESS
NCC001991 | FLOWMETER | RPM | METCO | N/A | N/A | N/A | N/A | CALIBRAVEL\NCC001991.JPG | SECTOR 51 | EQUIPAMENTOS DE METALIZAÇÃO E PLASMA | LOCSECTOR 20ED ON 6MP TYPE DUAL NCP001631 | OUT OF USE | 365 | 2023-02-02 | 2024-02-02 | 244.3954 | MEDIÇÃO | USED IN CHEMICAL PROCESSES
NCC001992 | MANOMETER | PRESSURE | N/A | N/A | N/A | 0-200 PSI | N/A | CALIBRAVEL\NCC001992.JPG | SECTOR 51 | EQUIPAMENTOS DE METALIZAÇÃO E PLASMA | TOGETHER WITH CYLINDER GASES INNERCIA | IN USE | 365 | 2023-02-02 | 2024-02-02 | 244.3954 | MEDIÇÃO | IN USED
NCC001993 | MANOMETER | PRESSURE | N/A | N/A | N/A | 0-5000 PSI | N/A | CALIBRAVEL\NCC001993.JPG | SECTOR 51 | EQUIPAMENTOS DE METALIZAÇÃO E PLASMA | TOGETHER WITH CYLINDER GASES INERTIA | IN USE | 365 | 2023-02-02 | 2024-02-02 | 244.3954 | MEDIÇÃO | IN USED
NCC001994 | MANOMETER | PRESSURE | CONDOR | N/A | N/A | 0-200 PSI | N/A | CALIBRAVEL\NCC001994.JPG | SECTOR 51 | EQUIPAMENTOS DE METALIZAÇÃO E PLASMA | METALLIZSECTOR 20ION AND PLASMA EQUIPMENT | IN USE | 365 | 2023-02-04 | 2024-02-04 | 246.3954 | MEDIÇÃO | EQUIPMENT TAGGED AS OUT OF SERVICE | EQUIPMENT PREVIOUSLY TAGGED "AS REFERENCE, THERE IS A SERVICE CALIBRSECTOR 20ION QUOTSECTOR 20ION IN PROCESS
NCC001995 | MANOMETER | PRESSURE | CONDOR | N/A | N/A | 0-4000 PSI | N/A | CALIBRAVEL\NCC001995.JPG | SECTOR 51 | EQUIPAMENTOS DE METALIZAÇÃO E PLASMA | METALLIZSECTOR 20ION AND PLASMA EQUIPMENT | IN USE | 365 | 2023-02-02 | 2024-02-02 | 244.3954 | MEDIÇÃO | EQUIPMENT TAGGED AS OUT OF SERVICE | EQUIPMENT PREVIOUSLY TAGGED "AS REFERENCE, THERE IS A SERVICE CALIBRSECTOR 20ION QUOTSECTOR 20ION IN PROCESS
NCC001996 | MARSOMETER | PRESSURE | CARBOGRAPHITE | N/A | N/A | 0-40 PSI | N/A | CALIBRAVEL\NCC001996.JPG | SECTOR 51 | EQUIPAMENTOS DE METALIZAÇÃO E PLASMA | METALLIZSECTOR 20ION AND PLASMA EQUIPMENT | IN USE | 365 | 2023-02-02 | 2024-02-02 | 244.3954 | MEDIÇÃO | EQUIPMENT TAGGED AS OUT OF SERVICE | EQUIPMENT PREVIOUSLY TAGGED "AS REFERENCE, THERE IS A SERVICE CALIBRSECTOR 20ION QUOTSECTOR 20ION IN PROCESS
NCC001997 | MANOMETER | PRESSURE | CARBOGRAPHITE | N/A | N/A | 0-500 PSI | N/A | CALIBRAVEL\NCC001997.JPG | SECTOR 51 | EQUIPAMENTOS DE METALIZAÇÃO E PLASMA | METALLIZSECTOR 20ION AND PLASMA EQUIPMENT | IN USE | 365 | 2023-02-02 | 2024-02-02 | 244.3954 | MEDIÇÃO | EQUIPMENT TAGGED AS OUT OF SERVICE | EQUIPMENT PREVIOUSLY TAGGED "AS REFERENCE, THERE IS A SERVICE CALIBRSECTOR 20ION QUOTSECTOR 20ION IN PROCESS
NCC001998 | MANOMETER | PRESSURE | CARBOGRAPHITE | N/A | N/A | 0-230 PSI | N/A | CALIBRAVEL\NCC001998.JPG | SECTOR 51 | EQUIPAMENTOS DE METALIZAÇÃO E PLASMA | METALLIZSECTOR 20ION AND PLASMA EQUIPMENT | IN USE | 365 | 2023-02-02 | 2024-02-02 | 244.3954 | MEDIÇÃO | EQUIPMENT TAGGED AS OUT OF SERVICE | EQUIPMENT PREVIOUSLY TAGGED "AS REFERENCE, THERE IS A SERVICE CALIBRSECTOR 20ION QUOTSECTOR 20ION IN PROCESS
NCC001999 | MANOMETER | PRESSURE | CARBOGRAPHITE | N/A | N/A | 0-6000 PSI | N/A | CALIBRAVEL\NCC001999.JPG | SECTOR 51 | EQUIPAMENTOS DE METALIZAÇÃO E PLASMA | METALLIZSECTOR 20ION AND PLASMA EQUIPMENT | IN USE | 365 | 2023-02-02 | 2024-02-02 | 244.3954 | MEDIÇÃO | EQUIPMENT TAGGED AS OUT OF SERVICE | EQUIPMENT PREVIOUSLY TAGGED "AS REFERENCE, THERE IS A SERVICE CALIBRSECTOR 20ION QUOTSECTOR 20ION IN PROCESS
NCC002000 | MANOMETER | PRESSURE | CARBOGRAPHITE | N/A | N/A | 0-150 PSI | N/A | CALIBRAVEL\NCC002000.JPG | SECTOR 51 | EQUIPAMENTOS DE METALIZAÇÃO E PLASMA | METALLIZSECTOR 20ION AND PLASMA EQUIPMENT | IN USE | 365 | 2023-02-02 | 2024-02-02 | 244.3954 | MEDIÇÃO | EQUIPMENT TAGGED AS OUT OF SERVICE | EQUIPMENT PREVIOUSLY TAGGED "AS REFERENCE, THERE IS A SERVICE CALIBRSECTOR 20ION QUOTSECTOR 20ION IN PROCESS
NCC002001 | MANOMETER | PRESSURE | CARBOGRAPHITE | N/A | N/A | 0-200 PSI | N/A | CALIBRAVEL\NCC002001.JPG | SECTOR 51 | EQUIPAMENTOS DE METALIZAÇÃO E PLASMA | METALLIZSECTOR 20ION AND PLASMA EQUIPMENT | IN USE | 365 | 2023-02-02 | 2024-02-02 | 244.3954 | MEDIÇÃO | EQUIPMENT TAGGED AS OUT OF SERVICE | EQUIPMENT PREVIOUSLY TAGGED "AS REFERENCE, THERE IS A SERVICE CALIBRSECTOR 20ION QUOTSECTOR 20ION IN PROCESS
NCC002002 | MANOMETER | PRESSURE | CARBOGRAPHITE | N/A | N/A | 0-140 PSI | N/A | CALIBRAVEL\NCC002002.JPG | SECTOR 51 | EQUIPAMENTOS DE METALIZAÇÃO E PLASMA | METALLIZSECTOR 20ION AND PLASMA EQUIPMENT | IN USE | 365 | 2023-02-02 | 2024-02-02 | 244.3954 | MEDIÇÃO | EQUIPMENT TAGGED AS OUT OF SERVICE | EQUIPMENT PREVIOUSLY TAGGED "AS REFERENCE, THERE IS A SERVICE CALIBRSECTOR 20ION QUOTSECTOR 20ION IN PROCESS
NCC002003 | FLUXOMETRO | FLOW RSECTOR 20E | CARBOGRAPHITE | N/A | N/A | N/A | N/A | CALIBRAVEL\NCC002003.JPG | SECTOR 51 | EQUIPAMENTOS DE METALIZAÇÃO E PLASMA | #REF | OUT OF USE | 365 | N/A | N/A | #VALUE! | MEDIÇÃO | EQUIPMENT TAGGED AS OUT OF SERVICE | EQUIPMENT PREVIOUSLY TAGGED "AS REFERENCE, THERE IS A SERVICE CALIBRSECTOR 20ION QUOTSECTOR 20ION IN PROCESS
NCC002004 | FREQUENCY INVERTER | FREQUENCY | WEQ | CFW300 | 1058897884 | 10HP TO 380V | N/A | CALIBRAVEL\NCC002004.JPG | SECTOR 20 | ÁREA SUPRIMENTOS (ESTOQUE 7) | FCU ANCIENT BENCH EQUIPMENT, FUEL TEST | OUT OF USE | 365 |  |  | -45079.6046 |  | EQUIPMENT TAGGED AS OUT OF SERVICE | EQUIPMENT PREVIOUSLY TAGGED "AS REFERENCE, THERE IS A SERVICE CALIBRSECTOR 20ION QUOTSECTOR 20ION IN PROCESS
NCC002005 | FLUXOMETER | CORIOLIS DN 1/4 | MICRO MOTION | F050S113CQBMPZZZ/ 1700L11ABZPZZ | 14002718/3732197 | 0-1000KG/H | N/A | CALIBRAVEL\NCC002005 NCP003410.JPG | SECTOR 29 | SALA DE MÁQUINAS | FCU OLD BENCH EQUIPMENT | OUT OF USE | 365 | 2022-05-04 | 2023-05-04 | -29.6046 | FLOWMETER | MODER MODER F050S113CQBMPZZZ SERIES 14002718 MODEL 1700L111111111197 MICRO MOTION MANUFACTURER | AREA FCU ATRAS AO LADO DAS SALAS DE TESTES
NCC002006 | MANOMETER | PRESSURE | N/A | N/A | N/A | 0-160 PSI | N/A | CALIBRAVEL\NCC002006.JPG | SECTOR 20 | ÁREA SUPRIMENTOS (ESTOQUE 7) | .INSTAINED TOGETHER WITH REGULSECTOR 20OR BEHIND THE RUSSIAN BENCH | OUT OF USE | 365 |  |  | -45079.6046 | MEDIÇÃO | EQUIPMENT TAGGED AS OUT OF SERVICE | EQUIPMENT PREVIOUSLY TAGGED "AS REFERENCE, THERE IS A SERVICE CALIBRSECTOR 20ION QUOTSECTOR 20ION IN PROCESS
NCC002007 | FREQUENCY INVERTER | FREQUENCY | WEQ | CFW700 | 1052607962 | N/A | N/A | CALIBRAVEL\NCC002007.JPG | SECTOR 29 | SALA DE MÁQUINAS | ITEM FOR ANCIENT FCU BENCH | OUT OF USE | 365 |  |  | -45079.6046 |  | EQUIPMENT TAGGED AS OUT OF SERVICE | EQUIPMENT PREVIOUSLY TAGGED "AS REFERENCE, THERE IS A SERVICE CALIBRSECTOR 20ION QUOTSECTOR 20ION IN PROCESS
NCC002008 | DIGITAL PACHYMETER | DIMENSIONAL | MITITAYO | CDC-24 "C | 2852 | 0-600 MM | N/A | CALIBRAVEL\NCC002008.JPG | SECTOR 20 | ÁREA SUPRIMENTOS (ESTOQUE 7) | OUT OF SERVICE EQUIPMENT ROOM | OUT OF USE | 365 |  |  | -45079.6046 |  | EQUIPMENT TAGGED AS OUT OF SERVICE | EQUIPMENT PREVIOUSLY TAGGED "AS REFERENCE, THERE IS A SERVICE CALIBRSECTOR 20ION QUOTSECTOR 20ION IN PROCESS
NCC002009 | COMPARSECTOR 20OR CLOCK | DIMENSIONAL | MITITAYO | AHK109 | 2046F | 0.01 MM | N/A | CALIBRAVEL\NCC002009.JPG | SECTOR 20 | ÁREA SUPRIMENTOS (ESTOQUE 7) | OUT OF SERVICE EQUIPMENT ROOM | OUT OF USE | 365 |  |  | -45079.6046 |  | EQUIPMENT TAGGED AS OUT OF SERVICE | EQUIPMENT PREVIOUSLY TAGGED "AS REFERENCE, THERE IS A SERVICE CALIBRSECTOR 20ION QUOTSECTOR 20ION IN PROCESS
NCC002010 | PRESSURE TRANSMITTER | PRESSURE AND TEMPERATURE | ZURICH | PSI.420.DIF 3A 12N (FXF) | ID/10581/05/2022 | 0 TO 150 PSI | N/A | CALIBRAVEL\NCC002010.JPG |  | #N/A | EQUIPMENT FOR REVITALIZATION OF THE FCU ANCIENT BENCH, FUEL TEST | OUT OF USE | 365 | 2023-03-02 | 2024-03-01 | 272.3954 | MEDIÇÃO | NOT FOUND. ITEM TO MEET THE FCU OLD VLADIMIR BENCH | CALIBRATION PERFORMED
NCC002011 | PRESSURE TRANSMITTER | PRESSURE AND TEMPERATURE | ZURICH | PSI.420 A3 200 PSI.ABS 12N | ID/10567/05/2022 | 0 TO 200 PSI | N/A | CALIBRAVEL\NCC002011.JPG | SECTOR 29 | SALA DE MÁQUINAS | EQUIPMENT FOR REVITALIZATION OF THE FCU ANCIENT BENCH, FUEL TEST | OUT OF USE | 365 | 2023-03-02 | 2024-03-01 | 272.3954 | MEDIÇÃO
NCC002012 | COMPARATOR CLOCK | DIMENSIONAL | MITITAYO | 2046F | AHK113 | 0.01MM | N/A | CALIBRAVEL\NCC002012.JPG | SECTOR 12 | SALA LIMPA | CLEAN ROOM CABINET | IN USE | 365 | 2022-08-16 | 2023-08-16 | 74.3954
NCC002013 | COMPARATOR CLOCK | DIMENSIONAL | MITITAYO | 2046F | AHK088 | 0.01MM | N/A | CALIBRAVEL\NCC002013.JPG |  | #N/A | CLEAN ROOM | OUT OF USE | 365 | 2022-08-16 | 2023-08-16 | 74.3954 |  | NOT FOUND
NCC002014 | STANDARD RING | WEIGHT | N/A | N/A | 6065-7431 | N/A | N/A | CALIBRAVEL\NCC002014.JPG | SECTOR 56 | BANCO DE PROVA - RGB MI-35 | WOODEN BOX 11 | OUT OF USE | 365 |  |  | -45079.6046 |  | EQUIPMENT TAGGED AS OUT OF SERVICE | EQUIPMENT PREVIOUSLY TAGGED "AS REFERENCE, THERE IS A SERVICE CALIBRSECTOR 20ION QUOTSECTOR 20ION IN PROCESS
NCC002015 | PRESSURE INDICATOR | PRESSURE | NOVUS | N1040I-RA | 22068881 | N/A | N/A | CALIBRAVEL\NCC002015.JPG | SECTOR 28 | TESTE DE COMBUSTÍVEL | FCU IAS-002 BENCH | IN USE | 365 | 2023-03-03 | 2024-03-02 | 273.3954
NCC002016 | PRESSURE | PRESSURE | SURICH | PSI.420.DIF 3A 12N (FXF) | ID/10613/05/2022 | 0 TO 300 | N/A | CALIBRAVEL\NCC002016.JPG | SECTOR 28 | TESTE DE COMBUSTÍVEL | FUEL TEST | IN USE | 365 | 2023-03-03 | 2024-03-02 | 273.3954
NCC002030 | COMPARATOR CLOCK | DIMENSIONAL | MAHR FEDERAL PROVIDENCE | B81 | PN 23002243 |  |  | CALIBRAVEL\NCC002030 RELOGIO COMPARADOR.JPG | SECTOR 12 | SALA LIMPA | SPECIAL TOOL PN IAS-2550186 | IN USE | 365 | 2022-06-15 | 2023-06-15 | 12.3954 | MEDIÇÃO | FUS HONEYWELL BELLOWS INSPECTION TOOL | NOT FOUND IN INSPECTION
NCC002017 | MERCURY THERMOMETER | TEMPERSECTOR 20URE | N/A | N/A | 82194 | 0 TO 40 ° C | N/A | CALIBRAVEL\NCC002017.JPG | SECTOR 20 | ÁREA SUPRIMENTOS (ESTOQUE 7) | N/A | OUT OF USE | 365 |  |  | -45079.6046 |  | PACKAGED EQUIPMENT, WAITING FOR PROTECT DEFINITION. | Equipment used exclusively in the MI-35M project of the Brazilian Air Force. Project halted by customer decision. Equipment out of use identified.
NCC002018 | MERCURY THERMOMETER | TEMPERSECTOR 20URE | N/A | N/A | 11804 | 0 TO 40 ° C | N/A | CALIBRAVEL\NCC002018.JPG | SECTOR 20 | ÁREA SUPRIMENTOS (ESTOQUE 7) | N/A | OUT OF USE | 365 |  |  | -45079.6046 |  | PACKAGED EQUIPMENT, WAITING FOR PROTECT DEFINITION. | Equipment used exclusively in the MI-35M project of the Brazilian Air Force. Project halted by customer decision. Equipment out of use identified.
NCC002019 | PRECISION LEVEL | DIMENSIONAL | STRICH AUSSCHLAG | N/A | N/A | 250 - 0.02 MM/M | N/A |  | SECTOR 20 | ÁREA SUPRIMENTOS (ESTOQUE 7) | N/A | OUT OF USE | 365 |  |  | -45079.6046 |  | PACKAGED EQUIPMENT, WAITING FOR PROTECT DEFINITION. | Equipment used exclusively in the MI-35M project of the Brazilian Air Force. Project halted by customer decision. Equipment out of use identified.
NCC002020 | AMMETER PLIERS | ELECTRICITY | FLUKE | FLUKE 302+ | 47783986MV |  | N/A | CALIBRAVEL\NCC002020.JPG | SECTOR 20 | ÁREA SUPRIMENTOS (ESTOQUE 7) | BOOKSHELF A / SHELF 3 | OUT OF USE | 365 |  |  | -45079.6046 |  | PACKAGED EQUIPMENT, WAITING FOR PROTECT DEFINITION. | Equipment used exclusively in the MI-35M project of the Brazilian Air Force. Project halted by customer decision. Equipment out of use identified.
NCC002021 | DIGITAL MULTIMETER | ELECTRICITY | MINIPA | ET-1002 | 2029062 |  | N/A | CALIBRAVEL\NCC002021.JPG | SECTOR 20 | ÁREA SUPRIMENTOS (ESTOQUE 7) | BOOKSHELF A / SHELF 2 | OUT OF USE | 365 |  |  | -45079.6046 |  | PACKAGED EQUIPMENT, WAITING FOR PROTECT DEFINITION. | Equipment used exclusively in the MI-35M project of the Brazilian Air Force. Project halted by customer decision. Equipment out of use identified.
NCC002022 | ANALOG PACHYMETER | DIMENSIONAL | NINE 54 TOOLS | NOVE54-3545150006 | N/A | 0 - 150 MM | 0.05 MM | CALIBRAVEL\NCC002022.JPG | SECTOR 20 | ÁREA SUPRIMENTOS (ESTOQUE 7) | BOOKSHELF A / SHELF 4 | OUT OF USE | 365 |  |  | -45079.6046 |  | PACKAGED EQUIPMENT, WAITING FOR PROTECT DEFINITION. | Equipment used exclusively in the MI-35M project of the Brazilian Air Force. Project halted by customer decision. Equipment out of use identified.
NCC002023 | ANALOG PACHYMETER | DIMENSIONAL | NINE 54 TOOLS | NOVE54-3545150006 | N/A | 0 - 150 MM | 0.05 MM | CALIBRAVEL\NCC002023.jpg | SECTOR 20 | ÁREA SUPRIMENTOS (ESTOQUE 7) | BOOKSHELF A / SHELF 4 | OUT OF USE | 365 |  |  | -45079.6046 |  | PACKAGED EQUIPMENT, WAITING FOR PROTECT DEFINITION. | Equipment used exclusively in the MI-35M project of the Brazilian Air Force. Project halted by customer decision. Equipment out of use identified.
NCC002024 | ANALOG PACHYMETER | DIMENSIONAL | NINE 54 TOOLS | NOVE54-3545150006 | N/A | 0 - 150 MM | 0.05 MM | CALIBRAVEL\NCC002024.JPG | SECTOR 20 | ÁREA SUPRIMENTOS (ESTOQUE 7) | BOOKSHELF A / SHELF 4 | OUT OF USE | 365 |  |  | -45079.6046 |  | PACKAGED EQUIPMENT, WAITING FOR PROTECT DEFINITION. | Equipment used exclusively in the MI-35M project of the Brazilian Air Force. Project halted by customer decision. Equipment out of use identified.
NCC002025 | ANALOG MULTIMETER | ELECTRICITY | WESTERN | 1000V / 500 |  | 1000V / 500MA | N/A | CALIBRAVEL\NCC002025.jpg | SECTOR 20 | ÁREA SUPRIMENTOS (ESTOQUE 7) | SECTOR 20 | OUT OF USE | 365 |  |  | -45079.6046 |  | PACKAGED EQUIPMENT, WAITING FOR PROTECT DEFINITION. | Equipment used exclusively in the MI-35M project of the Brazilian Air Force. Project halted by customer decision. Equipment out of use identified.
NCC002026 | MULTIFUNCTION THREE -PHASE METER | ELECTRICITY | POLUS | PL-M2 |  | N/A | N/A | CALIBRAVEL\NCC002026.JPG | SECTOR 20 | ÁREA SUPRIMENTOS (ESTOQUE 7) | SECTOR 20 | OUT OF USE | 365 |  |  | -45079.6046 |  | EQUIPMENT TAGGED AS OUT OF SERVICE | EQUIPMENT PREVIOUSLY TAGGED "AS REFERENCE, THERE IS A SERVICE CALIBRSECTOR 20ION QUOTSECTOR 20ION IN PROCESS
NCC002027 | COMPARSECTOR 20OR CLOCK | DIMENSIONAL | N/A | N/A | N/A | N/A | N/A | CALIBRAVEL\NCC002027.JPG | SECTOR 12 | SALA LIMPA | NO FOUND |  | 365 | N/A | N/A | #VALUE! | MEDIÇÃO | NOT FOUND IN INSPECTION | NO FOUND
NCC002028 | COMPARSECTOR 20OR CLOCK | DIMENSIONAL | N/A | N/A | N/A | N/A | N/A | CALIBRAVEL\NCC002028.JPG | SECTOR 20 | ÁREA SUPRIMENTOS (ESTOQUE 7) | ACCESSORIES |  | 365 | N/A | N/A | #VALUE! | MEDIÇÃO | DISPOSED WITHOUT REPAIR INSTRUMENT IN THE OUT OF SERVICE ROM / INSTRUMENTO SEM REPARO DESCARTADO NA AS DE FORA DE SERVIÇO. | DISPOSED WITHOUT REPAIR INSTRUMENT IN THE OUT OF SERVICE ROM / INSTRUMENTO SEM REPARO DESCARTADO NA CAIXA DE FORA DE SERVIÇO. | DISPOSED WITHOUT REPAIR INSTRUMENT IN THE OUT OF SERVICE ROM / INSTRUMENTO SEM REPARO DESCARTADO NA AS DE FORA DE SERVIÇO.
NCC002029 | VACUUM MANOMETER | PRESSURE | QUIMI | 0 / -30Kgf | N/A | 0 / -30 POLHG | 0.5 POLHG | CALIBRAVEL\NCC002029.JPG | SECTOR 12 | SALA LIMPA | SPECIAL TOOL PN IAS-2550187 | IN USE | 365 | 2022-11-18 | 2023-11-18 | 168.3954 | MEDIÇÃO | FUS HONEYWELL BELLOWS INSPECTION TOOL | NOT FOUND IN INSPECTION
NCC002030 | PACHYMETER | DIMENSIONAL | [5 empty] | CALIBRAVEL\NCC002030 RELOGIO COMPARADOR.JPG | SECTOR 20 | ÁREA SUPRIMENTOS (ESTOQUE 7) | SECTOR 20 | OUT OF USE | 365 |  |  | -45079.6046 | MEDIÇÃO | EQUIPMENT TAGGED AS OUT OF SERVICE | EQUIPMENT PREVIOUSLY TAGGED "AS REFERENCE, THERE IS A SERVICE CALIBRSECTOR 20ION QUOTSECTOR 20ION IN PROCESS
NCC002032 | PACHYMETER | DIMENSIONAL | NINE 54 TOOLS | 0 - 15Kgf |  | 0 - 15CM |  | CALIBRAVEL\NCC002032.JPG | SECTOR 12 | SALA LIMPA | CLEAN ROOM | IN USE | 365 | 2022-07-25 | 2023-07-25 | 52.3954 | MEDIÇÃO
NCC002034 | TEMPERSECTOR 20URE CONTROLLER | TEMPERSECTOR 20URE | NOVUS | N321-PT100 | 7044025 |  |  | CALIBRAVEL\NCC002034.JPG | SECTOR 20 | ÁREA SUPRIMENTOS (ESTOQUE 7) | OUT OF SERVICE EQUIPMENT ROOM | OUT OF USE | 365 |  |  | -45079.6046 |  | EQUIPMENT TAGGED AS OUT OF SERVICE | EQUIPMENT PREVIOUSLY TAGGED "AS REFERENCE, THERE IS A SERVICE CALIBRSECTOR 20ION QUOTSECTOR 20ION IN PROCESS
NCC002035 | TEMPERSECTOR 20URE CONTROLLER | TEMPERSECTOR 20URE | NOVUS | N321-PT100-1 | 7044020 |  |  | CALIBRAVEL\NCC002035.JPG | SECTOR 20 | ÁREA SUPRIMENTOS (ESTOQUE 7) | OUT OF SERVICE EQUIPMENT ROOM | OUT OF USE | 365 |  |  | -45079.6046 |  | EQUIPMENT TAGGED AS OUT OF SERVICE | EQUIPMENT PREVIOUSLY TAGGED "AS REFERENCE, THERE IS A SERVICE CALIBRSECTOR 20ION QUOTSECTOR 20ION IN PROCESS
NCC002036 | PLIERS AMMETER | CURRENT | FLUKE |  |  |  |  | CALIBRAVEL\NCC002036.JPG |  | #N/A | ITEM IS WITH THE ELECTRICIAN THIAGO. |  | 365 | REF |  | -45079.6046 |  | ITEM DELIVERED TO THIAGO, NOT FOUND
NCC002037 | MANOMETER | PRESSURE | FAMABRAS | 0 - 2000Kgf |  | 0 - 2000 PSI |  | CALIBRAVEL\NCC002037.JPG | SECTOR 28 | TESTE DE COMBUSTÍVEL | FCU IAS-002 BENCH | IN USE | 365 | 2023-03-03 | 2024-03-03 | 274.3954 | MEDIÇÃO | EQUIPMENT TAGGED AS OUT OF SERVICE | EQUIPMENT PREVIOUSLY TAGGED "AS REFERENCE, THERE IS A SERVICE CALIBRSECTOR 20ION QUOTSECTOR 20ION IN PROCESS
NCC002038 | MANOMETER | PRESSURE | FAMABRAS | 0 - 2000Kgf |  | 0 - 2000 PSI |  | CALIBRAVEL\NCC002038.JPG | SECTOR 28 | TESTE DE COMBUSTÍVEL | FCU IAS-002 BENCH | IN USE | 365 | 2023-03-03 | 2024-03-03 | 274.3954 | MEDIÇÃO | EQUIPMENT TAGGED AS OUT OF SERVICE | EQUIPMENT PREVIOUSLY TAGGED "AS REFERENCE, THERE IS A SERVICE CALIBRSECTOR 20ION QUOTSECTOR 20ION IN PROCESS
NCC002039 | MANOMETER | PRESSURE | STARRETT | N/A | N/A | N/A | N/A | N/A | SECTOR 40 | USINAGEM | #REF | IN USE | 365 | N/A | N/A | #VALUE! | MEDIÇÃO | EQUIPMENT TAGGED AS OUT OF SERVICE | EQUIPMENT PREVIOUSLY TAGGED "AS REFERENCE, THERE IS A SERVICE CALIBRSECTOR 20ION QUOTSECTOR 20ION IN PROCESS
NCC002040 | FLUXOMETER | FLOW RSECTOR 20E | MKB ENGINEERING AND INDESTRIAN AUTOMSECTOR 20ION | 18384 |  | 5-50 LPM |  |  | SECTOR 20 | ÁREA SUPRIMENTOS (ESTOQUE 7) | PNEUMSECTOR 20IC TEST, GLEYSON CART | OUT OF USE | 365 |  |  | -45079.6046 |  | EQUIPMENT TAGGED AS OUT OF SERVICE | EQUIPMENT PREVIOUSLY TAGGED "AS REFERENCE, THERE IS A SERVICE CALIBRSECTOR 20ION QUOTSECTOR 20ION IN PROCESS
NCC002041 | CARGO CELL | TRACTION/ COMPRESSURE | MK | 0-5Kgf |  | 0-5KGF |  | CALIBRAVEL\NCC002041.JPG | SECTOR 12 | SALA LIMPA | CLEAN ROOM | IN USE | 365 | 2023-03-15 | 2024-03-15 | 286.3954 | MEDIÇÃO | IN THE SECTOR | CALIBRATION PERFORMED
NCC002042 | PRESSURE TRANSMITTER WITH OUTPUT IN ELECTRICAL UNIT | PRESSURE | ZURICH | N/A | N/A | 0 TO 300 PSI | N/A | N/A | SECTOR 28 | TESTE DE COMBUSTÍVEL | FCU IAS-001 BENCH | IN USE | 365 | 2022-07-20 | 2023-07-20 | 47.3954 | MEDIÇÃO | NOT FOUND IN INSPECTION | NOT FOUND IN INSPECTION
NCC002043 | UNIVERSAL INDICSECTOR 20OR | RPM | NOVUS | N1040i- RR | 22106514 | 10.00RPM | 10.00RPM | CALIBRAVEL\NCC002043.JPG | SECTOR 28 | TESTE DE COMBUSTÍVEL | FUEL TEST | OUT OF USE | 365 |  |  | -45079.6046 |  | EQUIPMENT TAGGED AS OUT OF SERVICE | EQUIPMENT PREVIOUSLY TAGGED "AS REFERENCE, THERE IS A SERVICE CALIBRSECTOR 20ION QUOTSECTOR 20ION IN PROCESS
NCC002044 | PRESSURE TRANSMITTER | ELECTRIC PULSE | ZURICH | L- IN/UT | 11222 | 100BAR 4 - 20mA | 100BAR 4 - 20mA | CALIBRAVEL\NCC002044.JPG | SECTOR 88 | BANCO DE PROVAS - M250 & RR300 | M250 & RR300 TEST CELL | OUT OF USE | 365 | 2023-01-11 | 2023-07-12 | 39.3954 | MEDIÇÃO | EQUIPMENT TAGGED AS OUT OF SERVICE
NCC002045 | PRESSURE TRANSMITTER | ELECTRIC PULSE | ZURICH | i - IN/OUT | 11223 | 100BAR 4 - 20mA | 100BAR 4 - 20mA | CALIBRAVEL\NCC002245.JPG | SECTOR 88 | BANCO DE PROVAS - M250 & RR300 | M250 & RR300 TEST CELL | OUT OF USE | 365 | 2023-01-11 | 2023-07-12 | 39.3954 | MEDIÇÃO | EQUIPMENT TAGGED AS OUT OF SERVICE
NCC002046 | PRESSURE TRANSMITTER | ELECTRIC PULSE | ZURICH | L- IN/UT | 11224 | 100BAR 4 - 20mA | 100BAR 4 - 20mA | CALIBRAVEL\NCC002046.JPG | SECTOR 88 | BANCO DE PROVAS - M250 & RR300 | M250 & RR300 TEST CELL | OUT OF USE | 365 | 2023-01-11 | 2023-07-12 | 39.3954 | MEDIÇÃO | EQUIPMENT TAGGED AS OUT OF SERVICE
NCC002047 | PRESSURE TRANSMITTER | ELECTRIC PULSE | ZURICH | L- IN/UT | 11225 | 100BAR 4 - 20mA | 100BAR 4 - 20mA | CALIBRAVEL\NCC002047.JPG | SECTOR 88 | BANCO DE PROVAS - M250 & RR300 | M250 & RR300 TEST CELL | OUT OF USE | 365 | 2023-01-11 | 2023-07-12 | 39.3954 | MEDIÇÃO | EQUIPMENT TAGGED AS OUT OF SERVICE
NCC002048 | PRESSURE TRANSMITTER | ELECTRIC PULSE | ZURICH | L- IN/UT | 11226 | 100BAR 4 - 20mA | 100BAR 4 - 20mA | CALIBRAVEL\NCC002048.JPG | SECTOR 88 | BANCO DE PROVAS - M250 & RR300 | M250 & RR300 TEST CELL | OUT OF USE | 365 | 2023-01-11 | 2023-07-12 | 39.3954 | MEDIÇÃO | EQUIPMENT TAGGED AS OUT OF SERVICE
NCC002049 | PRESSURE TRANSMITTER | ELECTRIC PULSE | ZURICH | T - IN/OUT | 11227 | 100BAR 4 - 20mA | 100BAR 4 - 20mA | CALIBRAVEL\NCC002049.JPG | SECTOR 88 | BANCO DE PROVAS - M250 & RR300 | M250 & RR300 TEST CELL | OUT OF USE | 365 | 2023-02-11 | 2023-08-12 | 70.3954 | MEDIÇÃO | EQUIPAMENTO DANIFICADO COLOCADO EM FOR USO SALA DE FORA DE SERVIÇO | EQUIPAMENTO DANIFICADO COLOCADO EM FOR USO SALA DE FORA DE SERVIÇO | EQUIPAMENTO DANIFICADO COLOCADO EM FOR USO SALA DE FORA DE SERVIÇO
NCC00NA | OPTICAL FLAT |  | MITITAYO |  |  |  |  | CALIBRAVEL\NCP002525.JPG |  | #N/A | DIMENSIONAL INSPECTION | IN USE | 365 |  |  | -45079.6046 |  | ACCORDING TO OTAVIO OF ENGINEERING, IT DOES NOT NEED TO BE CALIBRATED.
NCC002050 | UV LED LUMINAIRE |  |  | CEL-UVL | 016/22 |  |  | CALIBRAVEL\NCC002050.JPG | SECTOR 04 | PROCESSOS QUÍMICOS | ITEM IS IN THE OUT OF SERVICE EQUIPMENT ROOM AWAITING WITHDRAWAL FROM WALTER. | IN USE | 365 | N/A | N/A | #VALUE! |  | EQUIPMENT TAGGED AS OUT OF SERVICE | EQUIPMENT PREVIOUSLY TAGGED "AS REFERENCE, THERE IS A SERVICE CALIBRSECTOR 20ION QUOTSECTOR 20ION IN PROCESS
NCC002051 | UV LED LUMINAIRE |  |  | CEL-UVL | 017-22 |  |  | CALIBRAVEL\NCC002051.JPG | SECTOR 04 | PROCESSOS QUÍMICOS | ITEM IS IN THE OUT OF SERVICE EQUIPMENT ROOM AWAITING WITHDRAWAL FROM WALTER. | IN USE | 365 | N/A | N/A | #VALUE! |  | EQUIPMENT TAGGED AS OUT OF SERVICE | EQUIPMENT PREVIOUSLY TAGGED "AS REFERENCE, THERE IS A SERVICE CALIBRSECTOR 20ION QUOTSECTOR 20ION IN PROCESS
NCC002052 | RADIOMETER |  | FOSTER IMADEN | MUV-02 |  |  |  | CALIBRAVEL\NCC002052.JPG | SECTOR 04 | PROCESSOS QUÍMICOS | ITEM IS IN THE OUT OF SERVICE ROOM AWAITING WITHDRAWAL FROM WALTER. | IN USE | 365 | 2022-09-16 | 2023-09-16 | 105.3954 |  | ITEM IS USED IN CONJUNCTION TO NCC002050 AND NCC002051
NCC002053 | HERIMETRO | SYS-1D-R | QUARTZ |  |  |  |  | CALIBRAVEL\NCC002053.JPG | SECTOR 20 | ÁREA SUPRIMENTOS (ESTOQUE 7) | OUT OF SERVICE EQUIPMENT ROOM | OUT OF USE | 365 |  |  | -45079.6046 |  | EQUIPMENT TAGGED AS OUT OF SERVICE | EQUIPMENT PREVIOUSLY TAGGED "AS REFERENCE, THERE IS A SERVICE CALIBRSECTOR 20ION QUOTSECTOR 20ION IN PROCESS
NCC002054 | COMPARTOOR CLOCK | DIMENSIONAL | STARRETT | 0.001 "TO 0.250 |  | 0.001 "TO 0.250" |  | CALIBRAVEL\NCC002054.JPG | SECTOR 20 | ÁREA SUPRIMENTOS (ESTOQUE 7) | OUT OF SERVICE EQUIPMENT ROOM | OUT OF USE | 365 |  |  | -45079.6046 |  | EQUIPMENT TAGGED AS OUT OF SERVICE | EQUIPMENT PREVIOUSLY TAGGED "AS REFERENCE, THERE IS A SERVICE CALIBRSECTOR 20ION QUOTSECTOR 20ION IN PROCESS
NCC002055 | TEMPERATURE CONTROLLER (KNIT TYPE) | TEMPERATURE | DIGIMEC | FHME-116 | 25198 |  |  | CALIBRAVEL\NCC002055.JPG | SECTOR 04 | PROCESSOS QUÍMICOS | INSTALLED IN THE DRYING GREENHOUSE | IN USE | 365 | 2022-12-15 | 2023-12-15 | 195.3954 | MEDIÇÃO | OVER / FORNO
NCC002056 | TEMPERATURE CONTROLLER (KNIT TYPE) | TEMPERATURE | WG RETRACTORS | KNT | 6482156 | 0 - 700C | 0.0 - 700GC | CALIBRAVEL\NCC002056.JPG | SECTOR 04 | PROCESSOS QUÍMICOS | SODIUM HYDROXIC TANK | IN USE | 365 | 2022-12-15 | 2023-12-15 | 195.3954 | MEDIÇÃO | CHEMICAL PROCESSES
NCC002057 | TEMPERATURE CONTROLLER (KNIT TYPE) | TEMPERATURE | WG RETRACTORS | KNT | 6482157 | 0 - 700C | 0.0 - 700GC | CALIBRAVEL\NCC002057.JPG | SECTOR 04 | PROCESSOS QUÍMICOS | CADMIUM BATH TANK AND TIN | IN USE | 365 | 2022-12-15 | 2023-12-15 | 195.3954 | MEDIÇÃO | CHEMICAL PROCESSES
NCC002058 | TEMPERATURE CONTROLLER (KNIT TYPE) | TEMPERATURE | WG RETRACTORS | KNT | 6482158 | 0 - 700C | 0.0 - 700GC | CALIBRAVEL\NCC002058.JPG | SECTOR 04 | PROCESSOS QUÍMICOS | CHROME BATH TANK | IN USE | 365 | 2022-12-15 | 2023-12-15 | 195.3954 | MEDIÇÃO | CHEMICAL PROCESSES
NCC002059 | TEMPERATURE CONTROLLER (KNIT TYPE) | TEMPERATURE | WG RETRACTORS | KNT | 6482159 | 0 - 700C | 0.0 - 700GC | CALIBRAVEL\NCC002059.JPG | SECTOR 04 | PROCESSOS QUÍMICOS | CHROME BATH TANK | IN USE | 365 | 2022-12-15 | 2023-12-15 | 195.3954 | MEDIÇÃO | CHEMICAL PROCESSES
NCC002060 | TEMPERATURE CONTROLLER (KNIT TYPE) | TEMPERATURE | WG RETRACTORS | KNT | 6482160 | 0 - 700C | 0.0 - 700GC | CALIBRAVEL\NCC002060.JPG | SECTOR 04 | PROCESSOS QUÍMICOS | CHROME BATH TANK | IN USE | 365 | 2022-12-15 | 2023-12-15 | 195.3954 | MEDIÇÃO | CHEMICAL PROCESSES | QUOTATION 805088
NCC002061 | TEMPERATURE CONTROLLER (KNIT TYPE) | TEMPERATURE | WG RETRACTORS | KNT | 6482161 | 0 - 700C | 0.0 - 700GC | CALIBRAVEL\NCC002061.JPG | SECTOR 04 | PROCESSOS QUÍMICOS | HYDROCHLORIC ACID TANK | IN USE | 365 | 2022-12-15 | 2023-12-15 | 195.3954 | MEDIÇÃO | CHEMICAL PROCESSES
NCC002062 | TEMPERATURE CONTROLLER (KNIT TYPE) | TEMPERATURE | WG RETRACTORS | KNT | 6482162 | 0 - 700C | 0.0 - 700GC | CALIBRAVEL\NCC002062.JPG | SECTOR 04 | PROCESSOS QUÍMICOS | CHEMICAL NICKEL TANK | IN USE | 365 | 2022-12-15 | 2023-12-15 | 195.3954 | MEDIÇÃO | CHEMICAL PROCESSES
NCC002063 | TEMPERATURE CONTROLLER (KNIT TYPE) | TEMPERATURE | WG RETRACTORS | KNT | 6482163 | 0 - 700C | 0.0 - 700GC | CALIBRAVEL\NCC002063.JPG | SECTOR 04 | PROCESSOS QUÍMICOS | CHEMICAL NICKEL TANK | IN USE | 365 | 2022-12-15 | 2023-12-15 | 195.3954 | MEDIÇÃO | CHEMICAL PROCESSES
NCC002064 | TEMPERATURE CONTROLLER (KNIT TYPE) | TEMPERATURE | WG RETRACTORS | KNT | 6482164 | 0 - 700C | 0.0 - 700GC | CALIBRAVEL\NCC002064.JPG | SECTOR 04 | PROCESSOS QUÍMICOS | STRIKE TANK, NICKEL BATH | IN USE | 365 | 2022-12-15 | 2023-12-15 | 195.3954 | MEDIÇÃO | CHEMICAL PROCESSES
NCC002065 | TEMPERATURE CONTROLLER (KNIT TYPE) | TEMPERATURE | WG RETRACTORS | KNT | 6482165 | 0 - 700C | 0.0 - 700GC | CALIBRAVEL\NCC002065.JPG | SECTOR 04 | PROCESSOS QUÍMICOS | STRIKE TANK, NICKEL BATH | IN USE | 365 | 2022-12-15 | 2023-12-15 | 195.3954 | MEDIÇÃO | CHEMICAL PROCESSES
NCC002066 | DIGITAL PLSECTOR 20FORM SCALE | WIGHT | URANUS | 300Kgf | 2459 | 300KG | 300KG | CALIBRAVEL\NCC002066.JPG | SECTOR 14 | SUPRIMENTOS | SUPPLIES | OUT OF USE | 365 | 2023-01-01 | 2024-01-01 | 212.3954 | MEDIÇÃO | EQUIPMENT TAGGED AS OUT OF SERVICE | EQUIPMENT PREVIOUSLY TAGGED "AS REFERENCE, THERE IS A SERVICE CALIBRSECTOR 20ION QUOTSECTOR 20ION IN PROCESS
NCC002067 | DIGITAL COBINHA BALANCE | WIGHT | B-MAX | 10 | 5587452 | 10KG | 10K | CALIBRAVEL\NCC002067.JPG | SECTOR 20 | ÁREA SUPRIMENTOS (ESTOQUE 7) | OUT OF SERVICE EQUIPMENT ROOM | OUT OF USE | 365 |  |  | -45079.6046 |  | EQUIPMENT TAGGED AS OUT OF SERVICE | EQUIPMENT PREVIOUSLY TAGGED "AS REFERENCE, THERE IS A SERVICE CALIBRSECTOR 20ION QUOTSECTOR 20ION IN PROCESS
NCC002068 | GLASS THERMOMETER | TEMPERSECTOR 20URE | INCMEROUS | 5003 | 112524 | -10 / +10 ° C | -10 / +10 ° C |  | SECTOR 04 | PROCESSOS QUÍMICOS | CHEMICAL LABOR | OUT OF USE | 365 |  |  | -45079.6046 |  | RETIRAR DE APENAS REFERNCIA E INSERIR PARA CALIBRAÇÃO | EQUIPMENT PREVIOUSLY TAGGED "AS REFERENCE, THERE IS A SERVICE CALIBRSECTOR 20ION QUOTSECTOR 20ION IN PROCESS
NCC002069 | PRESSURE TRANSMITTER WITH OUTPUT IN ELECTRICAL UNIT | PRESSURE | ZURICH | 0 TO 300Kgf | ID/12061/11/2022 | 0 TO 300 PSI | 1 TO 300 PSI |  |  | #N/A | #REF | IN USE | 365 | 2023-03-02 | 2024-03-01 | 272.3954 | MEDIÇÃO | DIFFERENTIAL SENSORS FOR BENCH FCU WOODWARD/R&R - JONAS 13/10/22 | CALIBRATION PERFORMED
NCC002070 | PRESSURE TRANSMITTER WITH OUTPUT IN ELECTRICAL UNIT | PRESSURE | ZURICH | 1 TO 300Kgf | ID/12061/11/2023 | 0 TO 300 PSI | 1 TO 300 PSI |  | SECTOR 04 | PROCESSOS QUÍMICOS | NCP002946 05 |  | 365 | 2022-11-18 | 2023-11-18 | 168.3954 |  | DIFFERENTIAL SENSORS FOR BENCH FCU WOODWARD/R&R - JONAS 13/10/22/OUT OF SERVICE ROOM
NCC002071 | TIMER | TIME | N/A | N/A | N/A | N/A | N/A |  | SECTOR 04 | PROCESSOS QUÍMICOS | MUFLA OVEN, CHEMICAL LABORATORY |  | 365 | 2022-12-15 | 2023-12-15 | 195.3954 | MEDIÇÃO | CHEMICAL PROCESSES |  | C:\Users\fernando.santos\Desktop\Certificados\NCC002071 - CRONOMETRO ANALOGICO.pdf
NCC002072 | TIMER | TIME | N/A | N/A | N/A | N/A | N/A |  | SECTOR 04 | PROCESSOS QUÍMICOS | CHEMICAL NICKEL TANK |  | 365 | 2022-12-28 | 2023-12-28 | 208.3954 |  | CHEMICAL PROCESSES |  | C:\Users\fernando.santos\Desktop\Certificados\NCC002072 - CRONOMETRO ANALOGICO.pdf
NCC002073 | TIMER | TIME | N/A | N/A | N/A | N/A | N/A | CALIBRAVEL\NCC002073 - CRONOMETRO.JPG | SECTOR 04 | PROCESSOS QUÍMICOS | CHEMICAL PROCESSES |  | 365 | 2022-12-28 | 2023-12-28 | 208.3954 |  | CHEMICAL PROCESSES |  | C:\Users\fernando.santos\Desktop\Certificados\NCC002073 - CRONOMETRO ANALOGICO.pdf
NCC002074 | TIMER | TIME | N/A | N/A | N/A | N/A | N/A | CALIBRAVEL\NCC002074 - CRONOMETRO.JPG | SECTOR 04 | PROCESSOS QUÍMICOS | CHEMICAL PROCESSES |  | 365 | 2022-12-28 | 2023-12-28 | 208.3954 |  | CHEMICAL PROCESSES |  | C:\Users\fernando.santos\Desktop\Certificados\NCC002074 - CRONOMETRO ANALOGICO.pdf
NCC002075 | TIMER | TIME | N/A | N/A | N/A | N/A | N/A | CALIBRAVEL\NCC002075 - CRONOMETRO.JPG | SECTOR 04 | PROCESSOS QUÍMICOS | CHEMICAL PROCESSES |  | 365 | 2022-12-28 | 2023-12-28 | 208.3954 |  | CHEMICAL PROCESSES |  | C:\Users\fernando.santos\Desktop\Certificados\NCC002075 - CRONOMETRO ANALOGICO.pdf
NCC002076 | ANALOG AMMETER | CURRENT | N/A | N/A | N/A | N/A | N/A | CALIBRAVEL\NCC002076 - AMPERIMETRO.JPG | SECTOR 04 | PROCESSOS QUÍMICOS | CHEMICAL PROCESSES |  | 365 | 2022-12-28 | 2023-12-28 | 208.3954 |  | CHEMICAL PROCESSES
NCC002077 | ANALOG AMMETER | CURRENT | N/A | N/A | N/A | N/A | N/A | CALIBRAVEL\NCC002077 - AMPERIMETRO.JPG | SECTOR 04 | PROCESSOS QUÍMICOS | CHEMICAL PROCESSES |  | 365 | 2022-12-28 | 2023-12-28 | 208.3954 |  | CHEMICAL PROCESSES
NCC002078 | MANOMETER | PRESSURE | N/A | N/A | N/A | N/A | N/A | N/A | SECTOR 88 | BANCO DE PROVAS - M250 & RR300 | TEST CELL - M250 & RR300 |  | 365 | 2023-02-08 | 2024-02-08 | 250.3954 | MEDIÇÃO |  |  | ..\CERTIFICADOS DE PÓS CALIBRAÇÃO\2023\FEVEREIRO\NCC002078 - VACUÔMETRO ANALÓGICO.pdf
NCC002079 | MANOMETER | PRESSURE | N/A | N/A | N/A | N/A | N/A | N/A | SECTOR 40 | USINAGEM | BEHIND THE CHURCHIL / MACHINING MACHINERY |  | 365 | 2023-02-08 | 2024-02-07 | 249.3954 | MEDIÇÃO |  |  | ..\CERTIFICADOS DE PÓS CALIBRAÇÃO\2023\FEVEREIRO\NCC002079 - MANÔMETRO ANALÓGICO.pdf
NCC002080 | MANOMETER | PRESSURE | N/A | N/A | N/A | N/A | N/A | N/A | SECTOR 40 | USINAGEM | BEHIND THE PRESS |  | 365 | 2023-02-08 | 2024-02-07 | 249.3954 | MEDIÇÃO | NOT FOUND IN INSPECTION | NOT FOUND IN INSPECTION | ..\CERTIFICADOS DE PÓS CALIBRAÇÃO\2023\FEVEREIRO\NCC002080 - MANÔMETRO ANALÓGICO.pdf
NCC002081 | MANOMETER | PRESSURE | N/A | N/A | N/A | N/A | N/A | N/A | SECTOR 40 | USINAGEM | LEFT SIDE AND BEHIND CNC |  | 365 | 2023-02-08 | 2024-02-07 | 249.3954 | MEDIÇÃO |  |  | ..\CERTIFICADOS DE PÓS CALIBRAÇÃO\2023\FEVEREIRO\NCC002081 - MANÔMETRO ANALÓGICO.pdf
NCC002082 | MANOMETER | PRESSURE | N/A | N/A | N/A | N/A | N/A | N/A | SECTOR 40 | USINAGEM | LEFT SIDE AND BEHIND CNC |  | 365 | 2023-02-08 | 2024-02-07 | 249.3954 | MEDIÇÃO |  |  | ..\CERTIFICADOS DE PÓS CALIBRAÇÃO\2023\FEVEREIRO\NCC002082 - MANÔMETRO ANALÓGICO.pdf
NCC002083 | MANOMETER | PRESSURE | N/A | N/A | N/A | N/A | N/A | N/A | SECTOR 40 | USINAGEM | BEHIND THE LATHE MR-334 |  | 365 | 2023-02-08 | 2024-02-07 | 249.3954 | MEDIÇÃO |  |  | ..\CERTIFICADOS DE PÓS CALIBRAÇÃO\2023\FEVEREIRO\NCC002083 - MANÔMETRO ANALÓGICO.pdf
NCC002084 | MANOMETER | PRESSURE | N/A | N/A | N/A | N/A | N/A | N/A | SECTOR 40 | USINAGEM | BEHIND THE NARDINI ND-1560 |  | 365 | 2023-02-08 | 2024-02-07 | 249.3954 | MEDIÇÃO |  |  | ..\CERTIFICADOS DE PÓS CALIBRAÇÃO\2023\FEVEREIRO\NCC002084 - MANÔMETRO ANALÓGICO.pdf
NCC002085 | MANOMETER | PRESSURE | N/A | N/A | N/A | N/A | N/A | N/A | SECTOR 40 | USINAGEM | BEHIND THE DIPLOMAT 3001 |  | 365 | 2023-02-08 | 2024-02-07 | 249.3954 | MEDIÇÃO |  |  | ..\CERTIFICADOS DE PÓS CALIBRAÇÃO\2023\FEVEREIRO\NCC002085 - MANÔMETRO ANALÓGICO.pdf
NCC002086 | MANOMETER | PRESSURE | N/A | N/A | N/A | N/A | N/A | N/A | SECTOR 40 | USINAGEM | BEHIND COUPLED ON THE CHURCHILL | OUT OF USE | 365 | 2023-02-08 | 2024-02-08 | 250.3954 | MEDIÇÃO | NOT FOUND IN INSPECTION | NOT FOUND IN INSPECTION
NCC002087 | MANOMETER | PRESSURE | N/A | N/A | N/A | N/A | N/A | N/A | SECTOR 47 | SOLDAGEM | PORTABLE WELDING MACHINE CYLINDER | OUT OF USE | 365 | 2023-02-08 | 2024-02-08 | 250.3954 | MEDIÇÃO | NOT FOUND IN INSPECTION | NOT FOUND IN INSPECTION
NCC002088 | MANOMETER | PRESSURE | N/A | N/A | N/A | N/A | N/A | N/A | SECTOR 47 | SOLDAGEM | PORTABLE WELDING MACHINE CYLINDER | OUT OF USE | 365 | 2023-02-08 | 2024-02-08 | 250.3954 | MEDIÇÃO | NOT FOUND IN INSPECTION | NOT FOUND IN INSPECTION
NCC002089 | MANOMETER | PRESSURE | N/A |  |  |  |  | N/A | SECTOR 44 | PESO E BALANCEAMENTO | #REF | IN USE | 365 | 2023-02-08 | 2024-02-08 | 250.3954 | MEDIÇÃO
NCC002090 | MANOMETER | PRESSURE | N/A |  |  |  |  | N/A | SECTOR 44 | PESO E BALANCEAMENTO | BEHIND SCHENCK VERTICAL | IN USE | 365 | 2023-02-08 | 2024-02-08 | 250.3954 | MEDIÇÃO
NCC002091 | MANOMETER | PRESSURE | N/A | N/A | N/A | N/A | N/A | N/A | SECTOR 51 | EQUIPAMENTOS DE METALIZAÇÃO E PLASMA | METALPLAN MACHINERY | OUT OF USE | 365 | 2023-02-08 | 2024-02-08 | 250.3954 | MEDIÇÃO | NOT FOUND IN INSPECTION | NOT FOUND IN INSPECTION
NCC002092 | TIMER | TIME | N/A | N/A | N/A | N/A | N/A | N/A | SECTOR 51 | EQUIPAMENTOS DE METALIZAÇÃO E PLASMA |  |  | 365 | 2023-02-08 | 2024-02-09 | 251.3954 | MEDIÇÃO | N/A | REGISTERED IN MEASUREMENT AS 1711. | ..\CERTIFICADOS DE PÓS CALIBRAÇÃO\2023\FEVEREIRO\NCC002092 - CRONÔMETRO.pdf
NCC002093 | TEMPERATURE INDICATOR | TEMPERATURE | N/A | N/A | N/A | N/A | N/A | N/A | SECTOR 48 | PINTURA |  |  | 365 | 2023-02-08 | 2024-02-08 | 250.3954 | MEDIÇÃO | N/A |  | ..\CERTIFICADOS DE PÓS CALIBRAÇÃO\2023\FEVEREIRO\NCC002093 -TERMÔMETRO DIGITAL.pdf
NCC002094 | TEMPERATURE INDICATOR | TEMPERATURE | N/A | N/A | N/A | N/A | N/A | N/A | SECTOR 48 | PINTURA |  |  | 365 | 2023-02-08 | 2024-02-08 | 250.3954 | MEDIÇÃO | N/A |  | ..\CERTIFICADOS DE PÓS CALIBRAÇÃO\2023\FEVEREIRO\NCC002094 -INDICADOR DE TEMPERATURA.pdf
NCC002095 | TEMPERATURE INDICATOR | TEMPERATURE | N/A | N/A | N/A | N/A | N/A | N/A | SECTOR 48 | PINTURA |  |  | 365 | 2023-02-08 | 2024-02-08 | 250.3954 | MEDIÇÃO | N/A |  | ..\CERTIFICADOS DE PÓS CALIBRAÇÃO\2023\FEVEREIRO\NCC002095 -INDICADOR DE TEMPERATURA.pdf
NCC002096 | TEMPERATURE INDICATOR | TEMPERATURE | N/A | N/A | N/A | N/A | N/A | N/A | SECTOR 47 | SOLDAGEM | WELDING |  | 365 | 2023-02-08 | 2024-02-08 | 250.3954 | MEDIÇÃO | N/A |  | ..\CERTIFICADOS DE PÓS CALIBRAÇÃO\2023\FEVEREIRO\NCC002096 -INDICADOR DE TEMPERATURA.pdf
NCC002097 | PRESSURE TRANSDUCER | PRESSURE | WIKA | N/A | N/A | 0 - 25 BAR | N/A | N/A | SECTOR 20 | ÁREA SUPRIMENTOS (ESTOQUE 7) | BANK OF TEST - T56 AND PW100 |  | 365 | 2023-02-08 | 2024-02-08 | 250.3954 | MEDIÇÃO | N/A
NCC002098 | MANOMETER | PRESSURE | N/A | N/A | N/A | N/A | N/A | N/A | SECTOR 25 | TESTE HIDRÁULICO | HYDRAULIC 7808 BENCH |  | 365 | 2023-02-08 | 2024-02-08 | 250.3954 |  | REGISTERED IN MEASUREMENT AS 1711.
NCC002099 | THERMOMETER | TEMPERATURE | N/A | N/A | N/A | N/A | N/A | CALIBRAVEL\NCC002099.JPG | SECTOR 04 | PROCESSOS QUÍMICOS | CHEMICAL PROCESS CABINET |  | 365 | 2023-02-08 | 2024-02-08 | 250.3954 | MEDIÇÃO | N/A |  | ..\CERTIFICADOS DE PÓS CALIBRAÇÃO\2023\FEVEREIRO\NCC002099 -INDICADOR DE TEMPERATURA.pdf
NCC002100 | DIGITAL MANOMETER | PRESSURE | N/A | N/A | N/A | N/A | N/A | N/A | SECTOR 28 | TESTE DE COMBUSTÍVEL | FCU IAS-002 BENCH |  | 365 | 2023-03-08 | 2024-03-07 | 278.3954 | MEDIÇÃO | N/A
NCC002101 | DIGITAL MANOMETER | PRESSURE | N/A | N/A | N/A | N/A | N/A | N/A | SECTOR 28 | TESTE DE COMBUSTÍVEL | FCU IAS-002 BENCH |  | 365 | 2023-03-08 | 2024-03-07 | 278.3954 | MEDIÇÃO | N/A
NCC002102 | DRIVE PTG | RPM | N/A | N/A | N/A | N/A | N/A | N/A | SECTOR 26 | TESTE PNEUMÁTICO | #REF |  | 365 | 2023-02-08 | 2024-02-07 | 249.3954 | MEDIÇÃO | N/A |  | ..\CERTIFICADOS DE PÓS CALIBRAÇÃO\2023\FEVEREIRO\NCC002102 -DRIVE PTG - INVERSOR DE FREQUÊNCIA.pdf
NCC002103 | ANALOG FREQUENCIMETER | TIME AND FREQUENCY | N/A | N/A | N/A | N/A | N/A | N/A | SECTOR 27 | TESTE ELÉTRICO | SUITCASE |  | 365 | 2023-02-08 | 2024-02-08 | 250.3954 | MEDIÇÃO | N/A
NCC002104 | PULSE TO | ELECTRIC PULSE | N/A | N/A | N/A | N/A | N/A | N/A | SECTOR 25 | TESTE HIDRÁULICO | HYDRAULIC 7808 MACHINERY |  | 365 | 2023-02-08 | 2024-02-08 | 250.3954 | MEDIÇÃO | NOT FOUND IN INSPECTION | NOT FOUND IN INSPECTION
NCC002105 | MANOMETER | PRESSURE | N/A | N/A | N/A | N/A | N/A | N/A | SECTOR 07 | PROJETO PW100 | BETWEEN SPECIAL TOOLS H.S.I A1 AND ASSISTANT TOOLS |  | 365 | 2023-02-08 | 2024-02-08 | 250.3954 | MEDIÇÃO | NOT FOUND IN INSPECTION | NOT FOUND IN INSPECTION
NCC002106 | MANOMETER | PRESSURE | N/A | 0 TO 1Kgf |  | 0 TO 1 MPA |  |  | SECTOR 51 | EQUIPAMENTOS DE METALIZAÇÃO E PLASMA | BEHIND THE PLASMA CABIN | IN USE | 365 | 2023-02-08 | 2024-02-08 | 250.3954 | MEDIÇÃO | N/A
NCC002107 | MANOMETER | PRESSURE | N/A | N/A | N/A | 0 TO 1 MPA | N/A | N/A | SECTOR 51 | EQUIPAMENTOS DE METALIZAÇÃO E PLASMA | BEHIND THE PLASMA CABIN | IN USE | 365 | 2023-02-08 | 2024-02-08 | 250.3954 | MEDIÇÃO | NOT FOUND IN INSPECTION | NOT FOUND IN INSPECTION
NCC002108 | AMMETER | WIDEN | N/A | 0 TO 15Kgf |  | 0 TO 15 TO DC |  |  | SECTOR 27 | TESTE ELÉTRICO | #REF | IN USE | 365 | 2023-02-08 | 2024-02-08 | 250.3954 | INGEL | N/A
NCC002109 | MANOMETER | PRESSURE | N/A | 0 TO 150Kgf |  | 0 TO 150 PSI |  |  | SECTOR 04 | PROCESSOS QUÍMICOS | CABIN CABIN | IN USE | 365 | 2023-02-08 | 2024-02-08 | 250.3954 | MEDIÇÃO | N/A
NCC002110 | MANOMETER | PRESSURE | N/A | 0 TO 150Kgf |  | 0 TO 150 PSI |  |  | SECTOR 04 | PROCESSOS QUÍMICOS | CABIN CABIN | IN USE | 365 | 2023-02-08 | 2024-02-08 | 250.3954 | MEDIÇÃO | N/A
NCC002111 | MANOMETER | PRESSURE | N/A | 0 TO 3600Kgf |  | 0 TO 3600 PSI |  |  | SECTOR 11 | LIMPEZA INDUSTRIAL | KARCHER WASHER | IN USE | 365 | 2023-02-08 | 2024-02-08 | 250.3954 | MEDIÇÃO | N/A
NCC002112 | MANOMETER | PRESSURE | N/A | 0 TO 1Kgf |  | 0 TO 1 PASCAL |  |  | SECTOR 11 | LIMPEZA INDUSTRIAL | LAM-1200 MACHINE, COUPLED ON IAS-Q076 | IN USE | 365 | 2023-02-08 | 2024-02-08 | 250.3954 | MEDIÇÃO | N/A
NCC002113 | VOLTMETER | VOLTAGE | N/A | 0 TO 40Kgf |  | 0 TO 40 V |  |  | SECTOR 88 | BANCO DE PROVAS - M250 & RR300 | FAM 450A MACHINE | IN USE | 365 | 2023-02-08 | 2024-02-08 | 250.3954 | INGEL | N/A
NCC002114 | MANOMETER | PRESSURE | N/A | N/A | N/A | 0 TO 12 BAR | N/A | N/A | SECTOR 40 | USINAGEM | BACK CNC | IN USE | 365 | 2023-02-08 | 2024-02-08 | 250.3954 | MEDIÇÃO | NOT FOUND IN INSPECTION | NOT FOUND IN INSPECTION
NCC002115 | MANOMETER | PRESSURE | N/A | N/A | N/A | 0 TO 2.5 BAR | N/A | N/A | SECTOR 40 | USINAGEM | BACK CNC | IN USE | 365 | 2023-02-08 | 2024-02-08 | 250.3954 | MEDIÇÃO | NOT FOUND IN INSPECTION | NOT FOUND IN INSPECTION
NCC002116 | RPM SENSOR | RPM | N/A | N/A | N/A | N/A | N/A | N/A | SECTOR 40 | USINAGEM | CHUCHILL |  | 365 | 2023-02-08 | 2024-02-08 | 250.3954 |  | OUT OF USE EQUIPMENT / EQUIPAMENTO FORA DE USO | OUT OF USE EQUIPMENT / EQUIPAMENTO FORA DE USO
NCC002117 | RPM CONTROLLER | RPM | N/A | N/A | N/A | N/A | N/A | N/A | SECTOR 40 | USINAGEM | CHUCHILL |  | 365 | 2023-02-08 | 2024-02-08 | 250.3954 |  | OUT OF USE EQUIPMENT / EQUIPAMENTO FORA DE USO | OUT OF USE EQUIPMENT / EQUIPAMENTO FORA DE USO
NCC002118 | ACTING TABLE | DIMENSIONAL | N/A | N/A | N/A | N/A | N/A | N/A | SECTOR 40 | USINAGEM | MACHINING |  | 365 | 2023-02-08 | 2024-02-08 | 250.3954 | MEDIÇÃO | NOT FOUND IN INSPECTION | NOT FOUND IN INSPECTION
NCC002119 | MANOMETER | PRESSURE | N/A | N/A | N/A | N/A | N/A | N/A | SECTOR 47 | SOLDAGEM | SMALL RED CYLINDER (ACETYLENE) |  | 365 | 2023-02-08 | 2024-02-07 | 249.3954 | MEDIÇÃO |  |  | ..\CERTIFICADOS DE PÓS CALIBRAÇÃO\2023\FEVEREIRO\NCC002119 - MANÔMETRO ANALÓGICO.pdf
NCC002120 | MANOMETER | PRESSURE | N/A | N/A | N/A | N/A | N/A |  | SECTOR 47 | SOLDAGEM | SMALL GREEN CYLINDER (OXYGEN) |  | 365 | 2023-02-08 | 2024-02-08 | 250.3954 | MEDIÇÃO
NCC002121 | MANOMETER | PRESSURE | N/A | N/A | N/A | N/A | N/A |  |  | #N/A | #REF |  | 365 | 2023-02-08 | 2024-02-08 | 250.3954 | MEDIÇÃO
NCC002122 | MANOMETER |  | N/A | N/A | N/A | N/A | N/A |  |  | #N/A | #REF |  | 365 | 2023-02-08 | 2024-02-08 | 250.3954 | MEDIÇÃO
NCC002124 | REGULATORY FILTER | PRESSURE | MICRO | FRQBM4 G1/2 " | 103002364 | 0 - 10 BAR / 0 - 150 BAR | 1 BAR |  |  | #N/A | #REF | OUT OF USE | 365 | 2023-02-08 | 2024-02-08 | 250.3954 | MEDIÇÃO
NCC002125 |  | DIMENSIONAL | HDL | N/A | N/A | N/A | N/A | CALIBRAVEL\NCC002125.JPG | SECTOR 20 | ÁREA SUPRIMENTOS (ESTOQUE 7) | OUT OF SERVICE ROOM |  | 365 |  | 1900-12-30 | -44714.6046 | MEDIÇÃO
NCC002126 |  |  |  | N/A | N/A | N/A | N/A | CALIBRAVEL\NCC002126.JPG | SECTOR 20 | ÁREA SUPRIMENTOS (ESTOQUE 7) | OUT OF SERVICE ROOM |  | 365 |  | 1900-12-30 | -44714.6046 | MEDIÇÃO
NCC002127 | CALIBRATED PIN | DIMENSIONAL | N/A | N/A | N/A | N/A | N/A |  | SECTOR 12 | SALA LIMPA | CLEAN ROOM |  | 365 | 1503/23 | 2024-04-15 | 317.3954 | MEDIÇÃO | IN THE SECTOR | CALIBRATION PERFORMED | INSERT CERTIFICATION
NCC002128 | DRIVE | RPM | N/A | N/A | N/A | N/A | N/A |  | SECTOR 25 | TESTE HIDRÁULICO | HYDRAULIC 7808 |  | 365 | 2023-02-08 | 2024-02-08 | 250.3954 | MEDIÇÃO | IT'S THE NCC000404
NCC002129 | DIGITAL RPM SENSOR | PRESSURE | N/A | N/A | N/A | N/A | N/A | N/A | SECTOR 25 | TESTE HIDRÁULICO | HYDRAULIC 7808 |  | 365 | 2023-02-08 | 2024-02-08 | 250.3954 | MEDIÇÃO | NOT FOUND IN INSPECTION | NOT FOUND IN INSPECTION
NCC002130 | ROTTER | FLOW RATE | N/A | N/A | N/A | N/A | N/A | N/A | SECTOR 51 | EQUIPAMENTOS DE METALIZAÇÃO E PLASMA | BLACK CABINET |  | 365 | 2023-02-08 | 2024-02-08 | 250.3954 | MEDIÇÃO | NOT FOUND IN INSPECTION | NF11642
NCC002131 | ROTTER | FLOW RATE | N/A | N/A | N/A | N/A | N/A | N/A | SECTOR 51 | EQUIPAMENTOS DE METALIZAÇÃO E PLASMA | BLACK CABINET |  | 365 | 2023-02-08 | 2024-02-08 | 250.3954 | MEDIÇÃO | NOT FOUND IN INSPECTION | NF11642
NCC002132 | MANOMETER | PRESSURE | N/A | N/A | N/A | N/A | N/A | N/A | SECTOR 51 | EQUIPAMENTOS DE METALIZAÇÃO E PLASMA | BLACK BABY |  | 365 | 2023-02-08 | 2024-02-08 | 250.3954 | MEDIÇÃO | NOT FOUND IN INSPECTION
NCC002133 | MANOMETER | PRESSURE | N/A | N/A | N/A | N/A | N/A | N/A | SECTOR 28 | TESTE DE COMBUSTÍVEL | FCU IAS-001 BENCH BELOW |  | 365 | 2023-02-08 | 2024-02-08 | 250.3954 | MEDIÇÃO | NOT FOUND IN INSPECTION
NCC002134 | MANOMETER | PRESSURE | N/A | N/A | N/A | N/A | N/A | N/A | SECTOR 28 | TESTE DE COMBUSTÍVEL | FCU IAS-001 BENCH BELOW |  | 365 | 2023-02-08 | 2024-02-08 | 250.3954 | MEDIÇÃO | NOT FOUND IN INSPECTION
NCC002135 | RPM CONTROLLER | RPM | N/A | N/A | N/A | N/A | N/A |  | SECTOR 28 | TESTE DE COMBUSTÍVEL | #REF |  | 365 | 2023-02-08 | 2024-02-08 | 250.3954 | MEDIÇÃO
NCC002136 | MANOMETER | PRESSURE | N/A | N/A | N/A | N/A | N/A |  | SECTOR 28 | TESTE DE COMBUSTÍVEL | FCU IAS-002 BENCH |  | 365 | 2023-02-08 | 2024-02-08 | 250.3954 | MEDIÇÃO
NCC002137 | TEMPERATURE CONTROLLER | TEMPERATURE | N/A | N/A | N/A | N/A | N/A |  | SECTOR 04 | PROCESSOS QUÍMICOS | MUFLA OVEN, CHEMICAL LABORATORY | IN USE | 365 | 2023-02-08 | 2024-02-08 | 250.3954 | MEDIÇÃO | OVEN /FORNO
NCC002138 | TEMPERATURE CONTROLLER | TEMPERATURE | N/A | N/A | N/A | N/A | N/A |  | SECTOR 04 | PROCESSOS QUÍMICOS | WAX TANK TEMPERATURE CONTROLLER | IN USE | 365 | 2023-02-08 | 2024-02-08 | 250.3954 | MEDIÇÃO | TANK / TANQUE
NCC002139 | DIGITAL MANOMETER | PRESSURE | ZURICH | 0 - 200Kgf | ID / 10471 / 01/2023 | 0 - 200 PSI | 0.01 PSI | N/A | SECTOR 28 | TESTE DE COMBUSTÍVEL | FUEL TEST | OUT OF USE | 365 | 2023-02-08 | 2024-01-17 | 228.3954 | MEDIÇÃO | NEW PRODUCT IN SUPPLIES
NCC002140 | PRESSURE TRANSDUCER | PRESSURE | MEDIÇÃO | Z. 10.B 3A TO 12N |  | N/A | N/A | N/A | SECTOR 29 | SALA DE MÁQUINAS | USED ON THE FCU IAS-AC002 BENCH | OUT OF USE | 365 | 2023-02-09 | 2024-01-18 | 229.3954 | MEDIÇÃO | IN THE SECTOR | CALIBRATION PERFORMED
NCC002141 | PRESSURE TRANSDUCER | PRESSURE | N/A | Z. 10.B 3A TO 12N |  |  | N/A | N/A | SECTOR 29 | SALA DE MÁQUINAS | USED ON THE FCU IAS-AC002 BENCH | OUT OF USE | 365 | 2023-02-09 | 2024-01-19 | 230.3954 | MEDIÇÃO
NCC002142 | MANOMETER | PRESSURE | N/A | Z. 10.B 3A TO 12N |  |  | N/A | N/A | SECTOR 04 | PROCESSOS QUÍMICOS | GAS WASHER | OUT OF USE | 365 | 2023-02-09 | 2024-01-20 | 231.3954 | MEDIÇÃO | CILINDRO LAVADOR DE GASES ACIDOS
NCC002143 | MANOMETER | PRESSURE | N/A | Z. 10.B 3A TO 12N |  |  | N/A | N/A | SECTOR 04 | PROCESSOS QUÍMICOS | GAS WASHER | OUT OF USE | 365 | 2023-02-09 | 2024-01-21 | 232.3954 | MEDIÇÃO | CILINDRO LAVADOR DE GASES ALCALINO
NCC002144 | MANOMETER | PRESSURE | N/A | Z. 10.B 3A TO 12N |  |  | N/A | N/A | SECTOR 04 | PROCESSOS QUÍMICOS | GAS WASHER | OUT OF USE | 365 | 2023-02-09 | 2024-01-22 | 233.3954 | MEDIÇÃO | CILINDRO LAVADOR DE GASES ACIDOS
NCC002145 | DIGITAL SCALE | DIMENSIONAL | N/A | Z. 10.B 3A TO 12N |  |  | N/A | N/A | SECTOR 14 | SUPRIMENTOS | SUPPLIES | OUT OF USE | 365 | 2023-02-09 | 2024-02-09 | 251.3954 | MEDIÇÃO | NOT FOUND IN INSPECTION
NCC002146 | YELLOW | PRESSURE | N/A | Z. 10.B 3A TO 12N |  |  | N/A | N/A | SECTOR 20 | ÁREA SUPRIMENTOS (ESTOQUE 7) | T56/PW100 | OUT OF USE | 365 | 2023-02-09 | 2024-02-09 | 251.3954 | MEDIÇÃO
NCC002147 | MANOMETER | PRESSURE | N/A | Z. 10.B 3A TO 12N |  |  | N/A | N/A | SECTOR 102 | BANCO DE PROVAS - T56 & PW100 | SPECIAL TOOL PWC64444 | OUT OF USE | 365 | 2023-02-09 | 2024-02-09 | 251.3954 | MEDIÇÃO | CALIBRATE
NCC002148 | MANOMETER | PRESSURE | N/A | Z. 10.B 3A TO 12N |  |  | N/A | N/A | SECTOR 105 | SALA ELÉTRICA | LEFT SIDE FUEL AND OIL RESERVOIR | OUT OF USE | 365 | 2023-02-09 | 2024-02-09 | 251.3954 | MEDIÇÃO | CALIBRATE
NCC002149 | VOLTMETER | ELECTRICITY | N/A | Z. 10.B 3A TO 12N |  |  | N/A | N/A | SECTOR 105 | SALA ELÉTRICA | IASQ117 | OUT OF USE | 365 | 2023-02-09 | 2024-02-09 | 251.3954 | MEDIÇÃO | CALIBRATE
NCC002150 | AMMETER | ELECTRICITY | N/A | Z. 10.B 3A TO 12N |  |  | N/A | N/A | SECTOR 105 | SALA ELÉTRICA | IASQ117 | OUT OF USE | 365 | 2023-02-09 | 2024-02-09 | 251.3954 | MEDIÇÃO | CALIBRATE
NCC002151 | VOLTMETER | ELECTRICITY | N/A | Z. 10.B 3A TO 12N |  |  | N/A | N/A | SECTOR 105 | SALA ELÉTRICA | IASQ117 | OUT OF USE | 365 | 2023-02-09 | 2024-02-09 | 251.3954 | MEDIÇÃO | CALIBRATE
NCC002152 | PRESSURE TRANSDUCER | PRESSURE | N/A | Z. 10.B 3A TO 12N |  |  | N/A | N/A | SECTOR 29 | SALA DE MÁQUINAS | BEHIND THE IAS-AC002 BENCH | OUT OF USE | 365 | 2023-02-09 | 2024-02-09 | 251.3954 | MEDIÇÃO
NCC002153 | PRESSURE TRANSDUCER | PRESSURE | MEDIÇÃO | Z. 10.B 3A TO 12N |  | N/A | N/A | N/A | SECTOR 29 | SALA DE MÁQUINAS | BEHIND THE IAS-AC002 BENCH | OUT OF USE | 365 | 2023-03-02 | 2024-03-03 | 274.3954 | MEDIÇÃO | IN THE SECTOR | CALIBRATION PERFORMED
NCC002154 | PRESSURE TRANSDUCER | PRESSURE | N/A | Z. 10.B 3A TO 12N |  |  | N/A | N/A | SECTOR 29 | SALA DE MÁQUINAS | BEHIND THE IAS-AC002 BENCH | OUT OF USE | 365 | 2023-02-09 | 2024-02-09 | 251.3954 | MEDIÇÃO
NCC002155 | FEELER CLOCK | DIMENSIONAL |  | Z. 10.B 3A TO 12N |  |  | N/A | CALIBRAVEL\NCC002155.JPG | SECTOR 20 | ÁREA SUPRIMENTOS (ESTOQUE 7) | OUT OF SERVICE ROOM | OUT OF USE | 365 |  | 1900-12-30 | -44714.6046 | MEDIÇÃO
NCC002156 | DIAL INDICATOR | DIMENSIONAL |  | Z. 10.B 3A TO 12N |  |  | N/A | CALIBRAVEL\NCC002156.JPG | SECTOR 20 | ÁREA SUPRIMENTOS (ESTOQUE 7) | OUT OF SERVICE ROOM | OUT OF USE | 365 |  | 1900-12-30 | -44714.6046 | MEDIÇÃO
NCC002157 | TORQUEMETER |  | N/A | Z. 10.B 3A TO 12N |  |  | N/A | CALIBRAVEL\NCC002157.JPG | SECTOR 20 | ÁREA SUPRIMENTOS (ESTOQUE 7) | OUT OF SERVICE ROOM | OUT OF USE | 365 | 2023-02-09 | 2024-02-09 | 251.3954 | MEDIÇÃO
NCC002158 | DIGITAL TORQUE INDICATOR |  | COEL | Z. 10.B 3A TO 12N |  |  | N/A | CALIBRAVEL\NCC002158.JPG | SECTOR 20 | ÁREA SUPRIMENTOS (ESTOQUE 7) | OUT OF SERVICE ROOM | OUT OF USE | 365 |  | 1900-12-30 | -44714.6046 | MEDIÇÃO
NCC002159 | DIAL INDICATOR | DIMENSIONAL |  | Z. 10.B 3A TO 12N |  |  | N/A | CALIBRAVEL\NCC002159.JPG | SECTOR 20 | ÁREA SUPRIMENTOS (ESTOQUE 7) | OUT OF SERVICE ROOM | OUT OF USE | 365 |  | 1900-12-30 | -44714.6046 | MEDIÇÃO
NCC002160 | DIAL INDICATOR | DIMENSIONAL |  | Z. 10.B 3A TO 12N |  |  | N/A | CALIBRAVEL\NCC002160.JPG | SECTOR 20 | ÁREA SUPRIMENTOS (ESTOQUE 7) | OUT OF SERVICE ROOM | OUT OF USE | 365 |  | 1900-12-30 | -44714.6046 | MEDIÇÃO
NCC002161 | STANDARD WEIGHT |  |  | Z. 10.B 3A TO 12N |  |  | N/A | CALIBRAVEL\NCC002161.JPG | SECTOR 20 | ÁREA SUPRIMENTOS (ESTOQUE 7) | OUT OF SERVICE ROOM | OUT OF USE | 365 |  | 1900-12-30 | -44714.6046 | MEDIÇÃO
NCC002162 | STANDARD ROD |  |  | Z. 10.B 3A TO 12N |  |  | N/A | CALIBRAVEL\NCC002162.JPG | SECTOR 20 | ÁREA SUPRIMENTOS (ESTOQUE 7) | OUT OF SERVICE ROOM | OUT OF USE | 365 |  | 1900-12-30 | -44714.6046 | MEDIÇÃO
NCC002163 | DIGITAL INDICATOR |  |  | Z. 10.B 3A TO 12N |  |  | N/A | CALIBRAVEL\NCC002163.JPG | SECTOR 20 | ÁREA SUPRIMENTOS (ESTOQUE 7) | OUT OF SERVICE ROOM | OUT OF USE | 365 |  | 1900-12-30 | -44714.6046 | MEDIÇÃO
NCC002164 | MANOMETER |  |  | Z. 10.B 3A TO 12N |  |  | N/A | CALIBRAVEL\NCC002164.JPG | SECTOR 20 | ÁREA SUPRIMENTOS (ESTOQUE 7) | OUT OF SERVICE ROOM | OUT OF USE | 365 |  | 1900-12-30 | -44714.6046 | MEDIÇÃO
NCC002165 | MANOMETER |  |  | Z. 10.B 3A TO 12N |  |  | N/A | CALIBRAVEL\NCC002165.JPG | SECTOR 20 | ÁREA SUPRIMENTOS (ESTOQUE 7) | OUT OF SERVICE ROOM | OUT OF USE | 365 |  | 1900-12-30 | -44714.6046 | MEDIÇÃO
NCC002166 | MANOMETER |  |  | Z. 10.B 3A TO 12N |  |  | N/A | CALIBRAVEL\NCC002166.JPG | SECTOR 20 | ÁREA SUPRIMENTOS (ESTOQUE 7) | OUT OF SERVICE ROOM | OUT OF USE | 365 |  | 1900-12-30 | -44714.6046 | MEDIÇÃO
NCC002167 | MANOMETER |  |  | Z. 10.B 3A TO 12N |  |  | N/A | CALIBRAVEL\NCC002167.JPG | SECTOR 20 | ÁREA SUPRIMENTOS (ESTOQUE 7) | OUT OF SERVICE ROOM | OUT OF USE | 365 |  | 1900-12-30 | -44714.6046 | MEDIÇÃO
NCC002168 | DIGITAL MANOMETER |  |  | Z. 10.B 3A TO 12N |  |  | N/A | CALIBRAVEL\NCC002168.JPG | SECTOR 20 | ÁREA SUPRIMENTOS (ESTOQUE 7) | OUT OF SERVICE ROOM | OUT OF USE | 365 |  | 1900-12-30 | -44714.6046 | MEDIÇÃO
NCC002169 | MANOMETER |  |  | Z. 10.B 3A TO 12N |  |  | N/A | CALIBRAVEL\NCC002169.JPG | SECTOR 20 | ÁREA SUPRIMENTOS (ESTOQUE 7) | OUT OF SERVICE ROOM | OUT OF USE | 365 |  | 1900-12-30 | -44714.6046 | MEDIÇÃO
NCC002170 | FLOW COMPUTER |  | COX INSTRUMENT | Z. 10.B 3A TO 12N |  |  | N/A | CALIBRAVEL\NCC002170.JPG | SECTOR 20 | ÁREA SUPRIMENTOS (ESTOQUE 7) | OUT OF SERVICE ROOM | OUT OF USE | 365 |  | 1900-12-30 | -44714.6046 | MEDIÇÃO
NCC002171 | FLOW COMPUTER |  | COX INSTRUMENT | Z. 10.B 3A TO 12N |  |  | N/A | CALIBRAVEL\NCC002171.JPG | SECTOR 20 | ÁREA SUPRIMENTOS (ESTOQUE 7) | OUT OF SERVICE ROOM | OUT OF USE | 365 |  | 1900-12-30 | -44714.6046 | MEDIÇÃO
NCC002172 |  |  |  | Z. 10.B 3A TO 12N |  |  | N/A | CALIBRAVEL\NCC002172.JPG | SECTOR 20 | ÁREA SUPRIMENTOS (ESTOQUE 7) | OUT OF SERVICE ROOM | OUT OF USE | 365 |  | 1900-12-30 | -44714.6046 | MEDIÇÃO
NCC002174 | DIGITAL THERMOMETER |  |  | Z. 10.B 3A TO 12N |  |  | N/A | CALIBRAVEL\NCC002174.JPG | SECTOR 20 | ÁREA SUPRIMENTOS (ESTOQUE 7) | OUT OF SERVICE ROOM | OUT OF USE | 365 |  | 1900-12-30 | -44714.6046 | MEDIÇÃO
NCC002175 | DIAL INDICATOR |  |  | Z. 10.B 3A TO 12N |  |  | N/A | CALIBRAVEL\NCC002175.JPG | SECTOR 20 | ÁREA SUPRIMENTOS (ESTOQUE 7) | OUT OF SERVICE ROOM | OUT OF USE | 365 |  | 1900-12-30 | -44714.6046 | MEDIÇÃO
NCC002176 | DIAL INDICATOR |  |  | Z. 10.B 3A TO 12N |  |  | N/A | CALIBRAVEL\NCC002176.JPG | SECTOR 20 | ÁREA SUPRIMENTOS (ESTOQUE 7) | OUT OF SERVICE ROOM | OUT OF USE | 365 |  | 1900-12-30 | -44714.6046 | MEDIÇÃO
NCC002177 | DIAL INDICATOR |  |  | Z. 10.B 3A TO 12N |  |  | N/A | CALIBRAVEL\NCC002177.JPG | SECTOR 20 | ÁREA SUPRIMENTOS (ESTOQUE 7) | OUT OF SERVICE ROOM | OUT OF USE | 365 |  | 1900-12-30 | -44714.6046 | MEDIÇÃO
NCC002178 | DIAL INDICATOR |  |  | Z. 10.B 3A TO 12N |  |  | N/A | CALIBRAVEL\NCC002178.JPG | SECTOR 20 | ÁREA SUPRIMENTOS (ESTOQUE 7) | OUT OF SERVICE ROOM | OUT OF USE | 365 |  | 1900-12-30 | -44714.6046 | MEDIÇÃO
NCC002179 | DIAL INDICATOR |  |  | Z. 10.B 3A TO 12N |  |  | N/A | CALIBRAVEL\NCC002179.JPG | SECTOR 20 | ÁREA SUPRIMENTOS (ESTOQUE 7) | OUT OF SERVICE ROOM | OUT OF USE | 365 |  | 1900-12-30 | -44714.6046 | MEDIÇÃO
NCC002180 | DGITAL DIAL INDICATOR |  |  | Z. 10.B 3A TO 12N |  |  | N/A | CALIBRAVEL\NCC002180.JPG | SECTOR 20 | ÁREA SUPRIMENTOS (ESTOQUE 7) | OUT OF SERVICE ROOM | OUT OF USE | 365 |  | 1900-12-30 | -44714.6046 | MEDIÇÃO
NCC002181 | DGITAL DIAL INDICATOR |  |  | Z. 10.B 3A TO 12N |  |  | N/A | CALIBRAVEL\NCC002181.JPG | SECTOR 20 | ÁREA SUPRIMENTOS (ESTOQUE 7) | OUT OF SERVICE ROOM | OUT OF USE | 365 |  | 1900-12-30 | -44714.6046 | MEDIÇÃO
NCC002182 | DGITAL DIAL INDICATOR |  |  | Z. 10.B 3A TO 12N |  |  | N/A | CALIBRAVEL\NCC002182.JPG | SECTOR 20 | ÁREA SUPRIMENTOS (ESTOQUE 7) | OUT OF SERVICE ROOM | OUT OF USE | 365 |  | 1900-12-30 | -44714.6046 | MEDIÇÃO
NCC002183 | DGITAL DIAL INDICATOR |  |  | Z. 10.B 3A TO 12N |  |  | N/A | CALIBRAVEL\NCC002183.JPG | SECTOR 20 | ÁREA SUPRIMENTOS (ESTOQUE 7) | OUT OF SERVICE ROOM | OUT OF USE | 365 |  | 1900-12-30 | -44714.6046 | MEDIÇÃO
NCC002184 | DGITAL DIAL INDICATOR |  |  | Z. 10.B 3A TO 12N |  |  | N/A | CALIBRAVEL\NCC002184.JPG | SECTOR 20 | ÁREA SUPRIMENTOS (ESTOQUE 7) | OUT OF SERVICE ROOM | OUT OF USE | 365 |  | 1900-12-30 | -44714.6046 | MEDIÇÃO
NCC002185 |  |  |  | Z. 10.B 3A TO 12N |  |  | N/A | CALIBRAVEL\NCC002185.JPG | SECTOR 20 | ÁREA SUPRIMENTOS (ESTOQUE 7) | OUT OF SERVICE ROOM | OUT OF USE | 365 |  | 1900-12-30 | -44714.6046 | MEDIÇÃO
NCC002186 | PRESSURE TRANSLUCER |  |  | Z. 10.B 3A TO 12N |  |  | N/A | CALIBRAVEL\NCC002186.JPG | SECTOR 20 | ÁREA SUPRIMENTOS (ESTOQUE 7) | OUT OF SERVICE ROOM | OUT OF USE | 365 |  | 1900-12-30 | -44714.6046 | MEDIÇÃO
NCC002187 |  |  |  | Z. 10.B 3A TO 12N |  |  | N/A | CALIBRAVEL\NCC002187.JPG | SECTOR 20 | ÁREA SUPRIMENTOS (ESTOQUE 7) | OUT OF SERVICE ROOM | OUT OF USE | 365 |  | 1900-12-30 | -44714.6046 | MEDIÇÃO
NCC002188 | MANOMETER |  |  | Z. 10.B 3A TO 12N |  |  | N/A | CALIBRAVEL\NCC002188.JPG | SECTOR 20 | ÁREA SUPRIMENTOS (ESTOQUE 7) | OUT OF SERVICE ROOM | OUT OF USE | 365 |  | 1900-12-30 | -44714.6046 | MEDIÇÃO
NCC002189 | MANOMETER |  |  | Z. 10.B 3A TO 12N |  |  | N/A | CALIBRAVEL\NCC002189.JPG | SECTOR 20 | ÁREA SUPRIMENTOS (ESTOQUE 7) | OUT OF SERVICE ROOM | OUT OF USE | 365 |  | 1900-12-30 | -44714.6046 | MEDIÇÃO
NCC002190 | MANOMETER |  |  | Z. 10.B 3A TO 12N |  |  | N/A | CALIBRAVEL\NCC002190.JPG | SECTOR 20 | ÁREA SUPRIMENTOS (ESTOQUE 7) | OUT OF SERVICE ROOM | OUT OF USE | 365 |  | 1900-12-30 | -44714.6046 | MEDIÇÃO
NCC002191 | MANOMETER |  |  | Z. 10.B 3A TO 12N |  |  | N/A | CALIBRAVEL\NCC002191.JPG | SECTOR 20 | ÁREA SUPRIMENTOS (ESTOQUE 7) | OUT OF SERVICE ROOM | OUT OF USE | 365 |  | 1900-12-30 | -44714.6046 | MEDIÇÃO
NCC002192 | MANOMETER |  |  | Z. 10.B 3A TO 12N |  |  | N/A | CALIBRAVEL\NCC002192.JPG | SECTOR 20 | ÁREA SUPRIMENTOS (ESTOQUE 7) | OUT OF SERVICE ROOM | OUT OF USE | 365 |  | 1900-12-30 | -44714.6046 | MEDIÇÃO
NCC002193 | MANOMETER |  |  | Z. 10.B 3A TO 12N |  |  | N/A | CALIBRAVEL\NCC002193.JPG | SECTOR 20 | ÁREA SUPRIMENTOS (ESTOQUE 7) | OUT OF SERVICE ROOM | OUT OF USE | 365 |  | 1900-12-30 | -44714.6046 | MEDIÇÃO
NCC002194 | MANOMETER |  |  | Z. 10.B 3A TO 12N |  |  | N/A | CALIBRAVEL\NCC002194.JPG | SECTOR 20 | ÁREA SUPRIMENTOS (ESTOQUE 7) | OUT OF SERVICE ROOM | OUT OF USE | 365 |  | 1900-12-30 | -44714.6046 | MEDIÇÃO
NCC002195 | MANOMETER |  |  | Z. 10.B 3A TO 12N |  |  | N/A | CALIBRAVEL\NCC002195.JPG | SECTOR 20 | ÁREA SUPRIMENTOS (ESTOQUE 7) | OUT OF SERVICE ROOM | OUT OF USE | 365 |  | 1900-12-30 | -44714.6046 | MEDIÇÃO
NCC002196 | MANOMETER |  |  | Z. 10.B 3A TO 12N |  |  | N/A | CALIBRAVEL\NCC002196.JPG | SECTOR 20 | ÁREA SUPRIMENTOS (ESTOQUE 7) | OUT OF SERVICE ROOM | OUT OF USE | 365 |  | 1900-12-30 | -44714.6046 | MEDIÇÃO
NCC002197 | MANOMETER |  |  | Z. 10.B 3A TO 12N |  |  | N/A | CALIBRAVEL\NCC002197.JPG | SECTOR 20 | ÁREA SUPRIMENTOS (ESTOQUE 7) | OUT OF SERVICE ROOM | OUT OF USE | 365 |  | 1900-12-30 | -44714.6046 | MEDIÇÃO
NCC002198 | MANOMETER |  |  | Z. 10.B 3A TO 12N |  |  | N/A | CALIBRAVEL\NCC002198.JPG | SECTOR 20 | ÁREA SUPRIMENTOS (ESTOQUE 7) | OUT OF SERVICE ROOM | OUT OF USE | 365 |  | 1900-12-30 | -44714.6046 | MEDIÇÃO
NCC002199 | FLOW COMPUTER |  | COX INSTRUMENT | Z. 10.B 3A TO 12N |  |  | N/A | CALIBRAVEL\NCC002199.JPG | SECTOR 20 | ÁREA SUPRIMENTOS (ESTOQUE 7) | OUT OF SERVICE ROOM | OUT OF USE | 365 |  | 1900-12-30 | -44714.6046 | MEDIÇÃO
NCC002200 | MANOMETER |  |  | Z. 10.B 3A TO 12N |  |  | N/A | CALIBRAVEL\NCC002200.JPG | SECTOR 20 | ÁREA SUPRIMENTOS (ESTOQUE 7) | OUT OF SERVICE ROOM | OUT OF USE | 365 |  | 1900-12-30 | -44714.6046 | MEDIÇÃO
NCC002201 | MANOMETER |  |  | Z. 10.B 3A TO 12N |  |  | N/A | CALIBRAVEL\NCC002201.JPG | SECTOR 20 | ÁREA SUPRIMENTOS (ESTOQUE 7) | OUT OF SERVICE ROOM | OUT OF USE | 365 |  | 1900-12-30 | -44714.6046 | MEDIÇÃO
NCC002202 | MANOMETER |  |  | Z. 10.B 3A TO 12N |  |  | N/A | CALIBRAVEL\NCC002202.JPG | SECTOR 20 | ÁREA SUPRIMENTOS (ESTOQUE 7) | OUT OF SERVICE ROOM | OUT OF USE | 365 |  | 1900-12-30 | -44714.6046 | MEDIÇÃO
NCC002203 | MANOMETER |  |  | Z. 10.B 3A TO 12N |  |  | N/A | CALIBRAVEL\NCC002203.JPG | SECTOR 20 | ÁREA SUPRIMENTOS (ESTOQUE 7) | OUT OF SERVICE ROOM | OUT OF USE | 365 |  | 1900-12-30 | -44714.6046 | MEDIÇÃO
NCC002204 | MANOMETER |  |  | Z. 10.B 3A TO 12N |  |  | N/A | CALIBRAVEL\NCC002204.JPG | SECTOR 20 | ÁREA SUPRIMENTOS (ESTOQUE 7) | OUT OF SERVICE ROOM | OUT OF USE | 365 |  | 1900-12-30 | -44714.6046 | MEDIÇÃO
NCC002205 | MANOMETER |  |  | Z. 10.B 3A TO 12N |  |  | N/A | CALIBRAVEL\NCC002205.JPG | SECTOR 20 | ÁREA SUPRIMENTOS (ESTOQUE 7) | OUT OF SERVICE ROOM | OUT OF USE | 365 |  | 1900-12-30 | -44714.6046 | MEDIÇÃO
NCC002206 | MANOMETER |  |  | Z. 10.B 3A TO 12N |  |  | N/A | CALIBRAVEL\NCC002206.JPG | SECTOR 20 | ÁREA SUPRIMENTOS (ESTOQUE 7) | OUT OF SERVICE ROOM | OUT OF USE | 365 |  | 1900-12-30 | -44714.6046 | MEDIÇÃO
NCC002207 | MANOMETER |  |  | Z. 10.B 3A TO 12N |  |  | N/A | CALIBRAVEL\NCC002207.JPG | SECTOR 20 | ÁREA SUPRIMENTOS (ESTOQUE 7) | OUT OF SERVICE ROOM | OUT OF USE | 365 |  | 1900-12-30 | -44714.6046 | MEDIÇÃO
NCC002208 | MANOMETER |  |  | Z. 10.B 3A TO 12N |  |  | N/A | CALIBRAVEL\NCC002208.JPG | SECTOR 20 | ÁREA SUPRIMENTOS (ESTOQUE 7) | OUT OF SERVICE ROOM | OUT OF USE | 365 |  | 1900-12-30 | -44714.6046 | MEDIÇÃO
NCC002209 | MANOMETER |  |  | Z. 10.B 3A TO 12N |  |  | N/A | CALIBRAVEL\NCC002209.JPG | SECTOR 20 | ÁREA SUPRIMENTOS (ESTOQUE 7) | OUT OF SERVICE ROOM | OUT OF USE | 365 |  | 1900-12-30 | -44714.6046 | MEDIÇÃO
NCC002210 | MANOMETER |  |  | Z. 10.B 3A TO 12N |  |  | N/A | CALIBRAVEL\NCC002210.JPG | SECTOR 20 | ÁREA SUPRIMENTOS (ESTOQUE 7) | OUT OF SERVICE ROOM | OUT OF USE | 365 |  | 1900-12-30 | -44714.6046 | MEDIÇÃO
NCC002211 | MANOMETER |  |  | Z. 10.B 3A TO 12N |  |  | N/A | CALIBRAVEL\NCC002211.JPG | SECTOR 20 | ÁREA SUPRIMENTOS (ESTOQUE 7) | OUT OF SERVICE ROOM | OUT OF USE | 365 |  | 1900-12-30 | -44714.6046 | MEDIÇÃO
NCC002212 | MANOMETER |  |  | Z. 10.B 3A TO 12N |  |  | N/A | CALIBRAVEL\NCC002212.JPG | SECTOR 20 | ÁREA SUPRIMENTOS (ESTOQUE 7) | OUT OF SERVICE ROOM | OUT OF USE | 365 |  | 1900-12-30 | -44714.6046 | MEDIÇÃO
NCC002213 | MANOMETER |  |  | Z. 10.B 3A TO 12N |  |  | N/A | CALIBRAVEL\NCC002213.JPG | SECTOR 20 | ÁREA SUPRIMENTOS (ESTOQUE 7) | OUT OF SERVICE ROOM | OUT OF USE | 365 |  | 1900-12-30 | -44714.6046 | MEDIÇÃO
NCC002217 | AMMETER |  |  | Z. 10.B 3A TO 12N |  |  | N/A | CALIBRAVEL\NCC002217.JPG | SECTOR 20 | ÁREA SUPRIMENTOS (ESTOQUE 7) | OUT OF SERVICE ROOM | OUT OF USE | 365 |  | 1900-12-30 | -44714.6046 | MEDIÇÃO
NCC002218 | AMMETER |  |  | Z. 10.B 3A TO 12N |  |  | N/A | CALIBRAVEL\NCC002218.JPG | SECTOR 20 | ÁREA SUPRIMENTOS (ESTOQUE 7) | OUT OF SERVICE ROOM | OUT OF USE | 365 |  | 1900-12-30 | -44714.6046 | MEDIÇÃO
NCC002219 | VOLTMETER |  |  | Z. 10.B 3A TO 12N |  |  | N/A | CALIBRAVEL\NCC002219.JPG | SECTOR 20 | ÁREA SUPRIMENTOS (ESTOQUE 7) | OUT OF SERVICE ROOM | OUT OF USE | 365 |  | 1900-12-30 | -44714.6046 | MEDIÇÃO
NCC002220 | DIGITAL TEMPERATURE INDICATOR |  |  | Z. 10.B 3A TO 12N |  |  | N/A | CALIBRAVEL\NCC002220.JPG | SECTOR 20 | ÁREA SUPRIMENTOS (ESTOQUE 7) | OUT OF SERVICE ROOM | OUT OF USE | 365 |  | 1900-12-30 | -44714.6046 | MEDIÇÃO
NCC002221 | DIGITAL LOUD INDICATOR |  |  | Z. 10.B 3A TO 12N |  |  | N/A | CALIBRAVEL\NCC002221.JPG | SECTOR 20 | ÁREA SUPRIMENTOS (ESTOQUE 7) | OUT OF SERVICE ROOM | OUT OF USE | 365 |  | 1900-12-30 | -44714.6046 | MEDIÇÃO
NCC002222 | MANOMETER |  |  | Z. 10.B 3A TO 12N |  |  | N/A | CALIBRAVEL\NCC002222.JPG | SECTOR 20 | ÁREA SUPRIMENTOS (ESTOQUE 7) | OUT OF SERVICE ROOM | OUT OF USE | 365 |  | 1900-12-30 | -44714.6046 | MEDIÇÃO
NCC002223 | THERMOCOUPLE | TEMPERATURE | ALUTAL | Z. 10.B 3A TO 12N |  | 10 BAR / 12TO | 10 BAR / 12TO | CALIBRAVEL\NCC002223.JPG | SECTOR 20 | ÁREA SUPRIMENTOS (ESTOQUE 7) | OUT OF SERVICE ROOM | OUT OF USE | 365 |  | 1900-12-30 | -44714.6046 | MEDIÇÃO
NCC002224 | ANALOG THERMOMETER | TEMPERATURE | MEDIÇÃO | Z. 10.B 3A TO 12N |  | N/A | N/A | CALIBRAVEL\NCC002224.JPG | SECTOR 20 | ÁREA SUPRIMENTOS (ESTOQUE 7) | OUT OF SERVICE ROOM | OUT OF USE | 365 | 2024-03-06 | 2025-03-06 | 642.3954 | MEDIÇÃO | IN THE SECTOR | CALIBRATION PERFORMED
NCC002225 | MANOMETER |  |  | Z. 10.B 3A TO 12N |  |  | N/A | CALIBRAVEL\NCC002225.JPG | SECTOR 20 | ÁREA SUPRIMENTOS (ESTOQUE 7) | OUT OF SERVICE ROOM | OUT OF USE | 365 |  | 1900-12-30 | -44714.6046 | MEDIÇÃO
NCC002226 | THERMOCOUPLE | TEMPERATURE | ALUTAL | Z. 10.B 3A TO 12N |  | 10 BAR / 12TO | 10 BAR / 12TO | CALIBRAVEL\NCC002226.JPG | SECTOR 20 | ÁREA SUPRIMENTOS (ESTOQUE 7) | OUT OF SERVICE ROOM | OUT OF USE | 365 |  | 1900-12-30 | -44714.6046 | MEDIÇÃO
NCC002227 | THERMOCOUPLE | TEMPERATURE | ALUTAL | Z. 10.B 3A TO 12N |  | 10 BAR / 12TO | 10 BAR / 12TO | CALIBRAVEL\NCC002227.JPG | SECTOR 20 | ÁREA SUPRIMENTOS (ESTOQUE 7) | OUT OF SERVICE ROOM | OUT OF USE | 365 |  | 1900-12-30 | -44714.6046 | MEDIÇÃO
NCC002228 | TEMPERATURE CONTROLLER |  |  | Z. 10.B 3A TO 12N |  |  | N/A | CALIBRAVEL\NCC002228.JPG | SECTOR 20 | ÁREA SUPRIMENTOS (ESTOQUE 7) | OUT OF SERVICE ROOM | OUT OF USE | 365 |  | 1900-12-30 | -44714.6046 | MEDIÇÃO
NCC002229 | CHARGE CELL |  |  | Z. 10.B 3A TO 12N |  | 20 KG | 20 KG | CALIBRAVEL\NCC002229.JPG | SECTOR 20 | ÁREA SUPRIMENTOS (ESTOQUE 7) | OUT OF SERVICE ROOM | OUT OF USE | 365 |  | 1900-12-30 | -44714.6046 | MEDIÇÃO
NCC002230 | CHARGE CELL |  |  | Z. 10.B 3A TO 12N |  | 20 KG | 20 KG | CALIBRAVEL\NCC002230.JPG | SECTOR 20 | ÁREA SUPRIMENTOS (ESTOQUE 7) | OUT OF SERVICE ROOM | OUT OF USE | 365 |  | 1900-12-30 | -44714.6046 | MEDIÇÃO
NCC002231 | INPUT DIGITAL INDICATOR 4-20mA |  |  | Z. 10.B 3A TO 12N |  |  | N/A | CALIBRAVEL\NCC002231.JPG | SECTOR 20 | ÁREA SUPRIMENTOS (ESTOQUE 7) | OUT OF SERVICE ROOM | OUT OF USE | 365 |  | 1900-12-30 | -44714.6046 | MEDIÇÃO
NCC002232 | TIMER RELAY | TIMER |  | Z. 10.B 3A TO 12N |  |  | N/A | CALIBRAVEL\NCC002232.JPG | SECTOR 20 | ÁREA SUPRIMENTOS (ESTOQUE 7) | OUT OF SERVICE ROOM | OUT OF USE | 365 |  | 1900-12-30 | -44714.6046 | MEDIÇÃO
NCC002233 | PRESSURE TRANSDUCER | PRESSURE | DRUCK | Z. 10.B 3A TO 12N |  |  | N/A | CALIBRAVEL\NCC002233.JPG | SECTOR 20 | ÁREA SUPRIMENTOS (ESTOQUE 7) | OUT OF SERVICE ROOM | OUT OF USE | 365 |  | 1900-12-30 | -44714.6046 | MEDIÇÃO
NCC002234 | PRESSURE TRANSDUCER | PRESSURE |  | Z. 10.B 3A TO 12N |  |  | N/A | CALIBRAVEL\NCC002234.JPG | SECTOR 20 | ÁREA SUPRIMENTOS (ESTOQUE 7) | OUT OF SERVICE ROOM | OUT OF USE | 365 |  | 1900-12-30 | -44714.6046 | MEDIÇÃO
NCC002235 | FEELER CLOCK | DIMENSIONAL |  | Z. 10.B 3A TO 12N |  |  | N/A | CALIBRAVEL\NCC002235.JPG | SECTOR 20 | ÁREA SUPRIMENTOS (ESTOQUE 7) | OUT OF SERVICE ROOM | OUT OF USE | 365 |  | 1900-12-30 | -44714.6046 | MEDIÇÃO
NCC002236 | PRESSURE TRANSDUCER | PRESSURE | DRUCK | Z. 10.B 3A TO 12N |  |  | N/A | CALIBRAVEL\NCC002236.JPG | SECTOR 20 | ÁREA SUPRIMENTOS (ESTOQUE 7) | OUT OF SERVICE ROOM | OUT OF USE | 365 |  | 1900-12-30 | -44714.6046 | MEDIÇÃO
NCC002237 | PRESSURE TRANSDUCER | PRESSURE | DRUCK | Z. 10.B 3A TO 12N |  |  | N/A | CALIBRAVEL\NCC002237.JPG | SECTOR 20 | ÁREA SUPRIMENTOS (ESTOQUE 7) | OUT OF SERVICE ROOM | OUT OF USE | 365 |  | 1900-12-30 | -44714.6046 | MEDIÇÃO
NCC002238 | PRESSURE TRANSDUCER | PRESSURE | DRUCK | Z. 10.B 3A TO 12N |  |  | N/A | CALIBRAVEL\NCC002238.JPG | SECTOR 20 | ÁREA SUPRIMENTOS (ESTOQUE 7) | OUT OF SERVICE ROOM | OUT OF USE | 365 |  | 1900-12-30 | -44714.6046 | MEDIÇÃO
NCC002239 | PRESSURE TRANSDUCER | PRESSURE | DRUCK | Z. 10.B 3A TO 12N |  |  | N/A | CALIBRAVEL\NCC002239.JPG | SECTOR 20 | ÁREA SUPRIMENTOS (ESTOQUE 7) | OUT OF SERVICE ROOM | OUT OF USE | 365 |  | 1900-12-30 | -44714.6046 | MEDIÇÃO
NCC002240 | PRESSURE TRANSDUCER | PRESSURE | DRUCK | Z. 10.B 3A TO 12N |  |  | N/A | CALIBRAVEL\NCC002240.JPG | SECTOR 20 | ÁREA SUPRIMENTOS (ESTOQUE 7) | OUT OF SERVICE ROOM | OUT OF USE | 365 |  | 1900-12-30 | -44714.6046 | MEDIÇÃO
NCC002241 | PRESSURE TRANSDUCER | PRESSURE | DRUCK | Z. 10.B 3A TO 12N |  |  | N/A | CALIBRAVEL\NCC002241.JPG | SECTOR 20 | ÁREA SUPRIMENTOS (ESTOQUE 7) | OUT OF SERVICE ROOM | OUT OF USE | 365 |  | 1900-12-30 | -44714.6046 | MEDIÇÃO
NCC002242 | PRESSURE TRANSDUCER | PRESSURE | DRUCK | Z. 10.B 3A TO 12N |  |  | N/A | CALIBRAVEL\NCC002242.JPG | SECTOR 20 | ÁREA SUPRIMENTOS (ESTOQUE 7) | OUT OF SERVICE ROOM | OUT OF USE | 365 |  | 1900-12-30 | -44714.6046 | MEDIÇÃO
NCC002243 | PRESSURE TRANSDUCER | PRESSURE | DRUCK | Z. 10.B 3A TO 12N |  |  | N/A | CALIBRAVEL\NCC002243.JPG | SECTOR 20 | ÁREA SUPRIMENTOS (ESTOQUE 7) | OUT OF SERVICE ROOM | OUT OF USE | 365 |  | 1900-12-30 | -44714.6046 | MEDIÇÃO
NCC002244 | PRESSURE TRANSDUCER | PRESSURE | DRUCK | Z. 10.B 3A TO 12N |  |  | N/A | CALIBRAVEL\NCC002244.JPG | SECTOR 20 | ÁREA SUPRIMENTOS (ESTOQUE 7) | OUT OF SERVICE ROOM | OUT OF USE | 365 |  | 1900-12-30 | -44714.6046 | MEDIÇÃO
NCC002245 | PRESSURE TRANSDUCER | PRESSURE | DRUCK | Z. 10.B 3A TO 12N |  |  | N/A | CALIBRAVEL\NCC002245.JPG | SECTOR 20 | ÁREA SUPRIMENTOS (ESTOQUE 7) | OUT OF SERVICE ROOM | OUT OF USE | 365 |  | 1900-12-30 | -44714.6046 | MEDIÇÃO
NCC002246 | PRESSURE TRANSDUCER | PRESSURE | DRUCK | Z. 10.B 3A TO 12N |  |  | N/A | CALIBRAVEL\NCC002246.JPG | SECTOR 20 | ÁREA SUPRIMENTOS (ESTOQUE 7) | OUT OF SERVICE ROOM | OUT OF USE | 365 |  | 1900-12-30 | -44714.6046 | MEDIÇÃO
NCC002247 | PRESSURE TRANSDUCER | PRESSURE | DRUCK | Z. 10.B 3A TO 12N |  |  | N/A | CALIBRAVEL\NCC002247.JPG | SECTOR 20 | ÁREA SUPRIMENTOS (ESTOQUE 7) | OUT OF SERVICE ROOM | OUT OF USE | 365 |  | 1900-12-30 | -44714.6046 | MEDIÇÃO
NCC002248 | PRESSURE TRANSDUCER | PRESSURE | DRUCK | Z. 10.B 3A TO 12N |  |  | N/A | CALIBRAVEL\NCC002248.JPG | SECTOR 20 | ÁREA SUPRIMENTOS (ESTOQUE 7) | OUT OF SERVICE ROOM | OUT OF USE | 365 |  | 1900-12-30 | -44714.6046 | MEDIÇÃO
NCC002249 | PRESSURE TRANSDUCER | PRESSURE | DRUCK | Z. 10.B 3A TO 12N |  |  | N/A | CALIBRAVEL\NCC002249.JPG | SECTOR 20 | ÁREA SUPRIMENTOS (ESTOQUE 7) | OUT OF SERVICE ROOM | OUT OF USE | 365 |  | 1900-12-30 | -44714.6046 | MEDIÇÃO
NCC002250 | PRESSURE TRANSDUCER | PRESSURE | DRUCK | Z. 10.B 3A TO 12N |  |  | N/A | CALIBRAVEL\NCC002250.JPG | SECTOR 20 | ÁREA SUPRIMENTOS (ESTOQUE 7) | OUT OF SERVICE ROOM | OUT OF USE | 365 |  | 1900-12-30 | -44714.6046 | MEDIÇÃO
NCC002251 | PRESSURE TRANSDUCER | PRESSURE | DRUCK | Z. 10.B 3A TO 12N |  |  | N/A | CALIBRAVEL\NCC002251.JPG | SECTOR 20 | ÁREA SUPRIMENTOS (ESTOQUE 7) | OUT OF SERVICE ROOM | OUT OF USE | 365 |  | 1900-12-30 | -44714.6046 | MEDIÇÃO
NCC002252 | PRESSURE TRANSDUCER | PRESSURE | DRUCK | Z. 10.B 3A TO 12N |  |  | N/A | CALIBRAVEL\NCC002252.JPG | SECTOR 20 | ÁREA SUPRIMENTOS (ESTOQUE 7) | OUT OF SERVICE ROOM | OUT OF USE | 365 |  | 1900-12-30 | -44714.6046 | MEDIÇÃO
NCC002253 | PRESSURE TRANSDUCER | PRESSURE | DRUCK | Z. 10.B 3A TO 12N |  |  | N/A | CALIBRAVEL\NCC002253.JPG | SECTOR 20 | ÁREA SUPRIMENTOS (ESTOQUE 7) | OUT OF SERVICE ROOM | OUT OF USE | 365 |  | 1900-12-30 | -44714.6046 | MEDIÇÃO
NCC002254 | PRESSURE TRANSDUCER | PRESSURE | DRUCK | Z. 10.B 3A TO 12N |  |  | N/A | CALIBRAVEL\NCC002254.JPG | SECTOR 20 | ÁREA SUPRIMENTOS (ESTOQUE 7) | OUT OF SERVICE ROOM | OUT OF USE | 365 |  | 1900-12-30 | -44714.6046 | MEDIÇÃO
NCC002255 | PRESSURE TRANSDUCER | PRESSURE | DRUCK | Z. 10.B 3A TO 12N |  |  | N/A | CALIBRAVEL\NCC002255.JPG | SECTOR 20 | ÁREA SUPRIMENTOS (ESTOQUE 7) | OUT OF SERVICE ROOM | OUT OF USE | 365 |  | 1900-12-30 | -44714.6046 | MEDIÇÃO
NCC002256 | LUXMETER |  | AKSO | Z. 10.B 3A TO 12N |  |  | N/A | CALIBRAVEL\NCC002256.JPG | SECTOR 20 | ÁREA SUPRIMENTOS (ESTOQUE 7) | OUT OF SERVICE ROOM | OUT OF USE | 365 |  | 2024-03-04 | 275.3954 | MEDIÇÃO |  |  | C:\Users\fernando.santos\Desktop\Certificados\NCC002256 - LUXIMETRO.pdf
NCC002224 | THERMOMETER | TEMPERATURE | N/A | N/A | N/A | 0 - 350 ° C | 5 ° C |  | SECTOR 04 | PROCESSOS QUÍMICOS | NDT | OUT OF USE | 365 | 2023-02-09 | 2024-02-09 | 251.3954 | MEDIÇÃO | OUT OF SERVICE EQUIPMENT ROOM
NCC002256 | LUXMETER | DIGITAL WHITE LIGHT METER | ASKO | AK310 | 2.02E+10 | 0 - 400.0 KLUX | 0.1 LUX (0.0 - 999.9 LUX) 1 LUX (1000 - 3999 LUX) |  | SECTOR 04 | PROCESSOS QUÍMICOS | NDT | OUT OF USE | 365 | 2023-02-09 | 2024-02-09 | 251.3954
NCC002257 | MANOMETER | PRESSURE | MC | 0 - 150Kgf | 12540 | 0 - 150 PSI | 150 PSI | CALIBRAVEL\NCC002257.JPG | SECTOR 04 | PROCESSOS QUÍMICOS | METALLOGRAPHY | IN USE | 365 | 2023-03-03 | 2024-03-02 | 273.3954 | MEDIÇÃO |  |  | ..\CERTIFICADOS DE PÓS CALIBRAÇÃO\2023\MARÇO\NCC002257 - MANÔMETRO ANALÓGICO.pdf
NCC002258 | MANOMETER | PRESSURE | MC | 0 - 150Kgf | 12548 | 0 - 150 PSI | 150 PSI | CALIBRAVEL\NCC002258.JPG | SECTOR 04 | PROCESSOS QUÍMICOS | METALLOGRAPHY | IN USE | 365 | 2023-03-03 | 2024-03-02 | 273.3954 | MEDIÇÃO |  |  | ..\CERTIFICADOS DE PÓS CALIBRAÇÃO\2023\MARÇO\NCC002258 - MANÔMETRO ANALÓGICO.pdf
NCC002259 | MANOMETER | PRESSURE | N/I | 0 - 140Kgf | 12555 | 0 - 140 PSI | 140 PSI | CALIBRAVEL\NCC002259.JPG | SECTOR 51 | EQUIPAMENTOS DE METALIZAÇÃO E PLASMA | METALLIZATION | OUT OF USE | 365 |  | 1900-12-30 | -44714.6046 | MEDIÇÃO | OUT OF SERVICE EQUIPMENT ROOM
NCC002260 | MANOMETER | PRESSURE | N/I | 0 - 150Kgf | 12597 | 0 - 150 PSI | 150 PSI |  | SECTOR 04 | PROCESSOS QUÍMICOS | METALLOGRAPHY | OUT OF USE | 365 | 2023-03-03 | 2024-03-02 | 273.3954 | MEDIÇÃO | OUT OF SERVICE EQUIPMENT ROOM |  | ..\CERTIFICADOS DE PÓS CALIBRAÇÃO\2023\MARÇO\NCC002260 - MANÔMETRO ANALÓGICO.pdf
NCC002261 | MANOMETER | PRESSURE | MC | 0 - 150Kgf | 13001 | 0 - 150 PSI | 150 PSI |  | SECTOR 20 | ÁREA SUPRIMENTOS (ESTOQUE 7) | METALLOGRAPHY | OUT OF USE | 365 | 2023-03-03 | 2024-03-02 | 273.3954 | MEDIÇÃO | OUT OF SERVICE EQUIPMENT ROOM |  | ..\CERTIFICADOS DE PÓS CALIBRAÇÃO\2023\MARÇO\NCC002261 - MANÔMETRO ANALÓGICO.pdf
NCC002262 | MANOMETER | PRESSURE | MC | 0 - 150Kgf | 13002 | 0 - 150 PSI | 150 PSI |  | SECTOR 20 | ÁREA SUPRIMENTOS (ESTOQUE 7) | METALLOGRAPHY | OUT OF USE | 365 | 2023-03-03 | 2024-03-02 | 273.3954 | MEDIÇÃO | OUT OF SERVICE EQUIPMENT ROOM |  | ..\CERTIFICADOS DE PÓS CALIBRAÇÃO\2023\MARÇO\NCC002262 - MANÔMETRO ANALÓGICO.pdf
NCC002263 | MANOMETER | PRESSURE | MC | 0 - 150Kgf | 13003 | 0 - 150 PSI | 150 PSI |  | SECTOR 20 | ÁREA SUPRIMENTOS (ESTOQUE 7) | METALLOGRAPHY | OUT OF USE | 365 | 2023-03-03 | 2024-03-02 | 273.3954 | MEDIÇÃO | OUT OF SERVICE EQUIPMENT ROOM |  | ..\CERTIFICADOS DE PÓS CALIBRAÇÃO\2023\MARÇO\NCC002263 - MANÔMETRO ANALÓGICO.pdf
NCC002264 | MANOMETER | PRESSURE | MC | 0 - 500Kgf | 13004 | 0 - 500 PSI | 500 PSI | CALIBRAVEL\NCC002264.JPG | SECTOR 04 | PROCESSOS QUÍMICOS | OUT OF SERVICE ROOM | OUT OF USE | 365 | 2023-04-04 | 2023-04-30 | -33.6046 | MEDIÇÃO | OUT OF SERVICE EQUIPMENT ROOM |  | ..\CERTIFICADOS DE PÓS CALIBRAÇÃO\2023\MARÇO\NCC002264 - MANÔMETRO ANALÓGICO.pdf
NCC002265 | MANOMETER | PRESSURE | MC | 0 - 50Kgf | 13005 | 0 - 50 BPSI | 50 PSI | CALIBRAVEL\NCC002265.JPG |  | #N/A | OUT OF SERVICE ROOM | OUT OF USE | 365 |  | 2023-04-30 | -33.6046 | MEDIÇÃO | N/A | N/A
NCC002266 | MANOMETER | PRESSURE | MC | 0 - 200Kgf | 13006 | 0 - 200 PSI | 200 PSI | CALIBRAVEL\NCC002266.JPG |  | #N/A | OUT OF SERVICE ROOM | OUT OF USE | 365 | 2023-04-04 | 2024-04-04 | 306.3954 | MEDIÇÃO | N/A | N/A | ..\CERTIFICADOS DE PÓS CALIBRAÇÃO\2023\MARÇO\NCC002266 - MANÔMETRO ANALÓGICO.pdf
NCC002267 | MANOMETER | PRESSURE | MC | 0 - 100Kgf | 13007 | 0 - 100 PSI | 100 PSI | CALIBRAVEL\NCC002267.JPG |  | #N/A | OUT OF SERVICE ROOM | OUT OF USE | 365 | 2023-04-04 | 2024-04-04 | 306.3954 | MEDIÇÃO | N/A | N/A | ..\CERTIFICADOS DE PÓS CALIBRAÇÃO\2023\MARÇO\NCC002267 - MANÔMETRO ANALÓGICO.pdf
NCC002268 | MANOMETER | PRESSURE | MC | 1 - 160Kgf | 13008 | 1 - 160 PSI | 160 PSI | CALIBRAVEL\NCC002268.JPG |  | #N/A | OUT OF SERVICE ROOM | OUT OF USE | 365 | 2023-04-04 | 2024-04-04 | 306.3954 | MEDIÇÃO | N/A | N/A | ..\CERTIFICADOS DE PÓS CALIBRAÇÃO\2023\MARÇO\NCC002268 - MANÔMETRO ANALÓGICO.pdf
NCC002269 | PRESSURE TRANSDUCER | PRESSURE | ZURICH | 0 - 420Kgf |  | 0 - 420- PSI | 420 PSI | CALIBRAVEL\NCC002269 - TRANSDUTOR DE PRESSÃO.JPG | SECTOR 88 | BANCO DE PROVAS - M250 & RR300 | TEST CELL - M250 & RR300 | IN USE | 365 | 2023-04-04 | 2023-10-04 | 123.3954 | FLOWMETER | N/A | N/A | ..\CERTIFICADOS DE PÓS CALIBRAÇÃO\2023\ABRIL\NCC002069 - TRASMISSOR DE PRESSÃO.pdf
NCC002270 | MANOMETER | PRESSURE | MC | 0 -150 PSI / 0 - 10Kgf |  | 0 -150 PSI / 0 - 10 BAR | 0 - 10BAR / 150 PSI | CALIBRAVEL\NCC002270 MANOMETRO ANALOGICO.JPG | SECTOR 89 | SALA ELÉTRICA - M250 & RR300 | TEST CELL - M250 & RR300 | IN USE | 365 |  |  |  | MEDIÇÃO | INCLUSÃO PARA PROXIMA CALIBRAÇÃO | INCLUSÃO PARA PROXIMA CALIBRAÇÃO
NCC002271 | MANOMETER | PRESSURE | N/I | 1 -150 PSI / 0 - 10Kgf |  | 1 -150 PSI / 0 - 10 BAR | 1 -150 PSI / 0 - 10 BAR | CALIBRAVEL\NCC002271 MANOMETRO ANALOGICO.JPG | SECTOR 90 | SALA DE TESTE TAIL ROTOR MI-35 | TEST CELL - M250 & RR300 | IN USE | 365 |  |  |  | MEDIÇÃO | INCLUSÃO PARA PROXIMA CALIBRAÇÃO | INCLUSÃO PARA PROXIMA CALIBRAÇÃO
NCC002123 | RPM INDICATOR | RPM | N/I | 2 - 160Kgf |  | 2 - 160 PSI | 160 PSI |  |  | #N/A | FUEL TEST | IN USE | 365 | 2023-03-02 | 2024-03-02 | 273.3954 | MEDIÇÃO | N/A | N/A | INSERIR CERTIFICADO
NCC002272 | MANOMETER DIGITAL DIFERENCIAL | PRESSURE | ZURICH | Z. 10.B. DIF 4A TO 12W | 10706 / 04/23 | 0 - 14,51PSI | 14,51 PSI | CALIBRAVEL\NCC002272 - MANOMETRO DIGITAL DIFERENCIA.JPG | SECTOR 25 | TESTE HIDRÁULICO | ABRASIVE CLEANING | IN USE | 365 | 2023-02-02 | 2024-02-02 | 244.3954 | MEDIÇÃO |  |  | ..\CERTIFICADOS DE PÓS CALIBRAÇÃO\2023\FEVEREIRO\NCC002272 - MANOMETRO DIGITAL DIFERENCIAL.pdf
NCC002273 | MANOMETER DIGITAL DE PRESSÃO ABSOLUTA | PRESSURE | ZURICH | Z. 10.B 3A TO 12N | 10705/04/23 | 0 - 101,57 PSI | 57PSI | CALIBRAVEL\NCC002273 - MANOMETRO DIGITAL DE PRESSÃO ABSOLUTA.JPG | SECTOR 25 | TESTE HIDRÁULICO | ABRASIVE CLEANING | IN USE | 365 | 2023-02-02 | 2024-02-02 | 244.3954 | MEDIÇÃO |  |  | ..\CERTIFICADOS DE PÓS CALIBRAÇÃO\2023\FEVEREIRO\NCC002273 - MANOMETRO DIGITAL DE PRESSAO ABSOLUTA.pdf
NCC002274 | MANOMETRO ANALOGICO MANOMETER ANALOG | PRESSURE | CAPSUHELIC | 89652 | 10705/04/23 | 0 - 60 | 1PSI | CALIBRAVEL\NCC002274 - MANOMETRO ANALOGICO.jpg | SECTOR 25 | TESTE HIDRÁULICO | ABRASIVE CLEANING | IN USE | 365 | 2023-02-02 |  | -45079.6046 | MEDIÇÃO
NC002275 | MÁQUINA DETECTORA DE TRINCAS | ELETRICITY | MULTIFLUX | MH100 - 420 CA/CC | 521 | 60Hz | TRIFASICO 380V / 60Hz /180A | CALIBRAVEL\NCC002275 - MÁQUINA DETECTORA DE TRINCAS.jpg | SECTOR 04 | PROCESSOS QUÍMICOS | CHEMICAL PROCESSES | IN USE | 365 | 2023-02-24 | 2024-02-24 | 266.3954 | POWERTEMP | ATENTAR-SE PARA A FAIXA DE OPERAÇÃO X ESCALAS REPROVADOS | ALGUNS PONTOS REPROVADOS, ETIQUETA INFORMATIVA NO EQUIPAMENTO | ..\CERTIFICADOS DE PÓS CALIBRAÇÃO\2023\FEVEREIRO\NCC002275 - MÁQUINA DETECTORA DE TRINCAS - MULTIFLUX 01.pdf
NCC002276 | GERADOR DE SINAL SINAL GENERATOR | ELETRICITY | FNIRSi | SG-004A | 270 | 5 - 12v/10w | 3000mAh | CALIBRAVEL\NCC002276 - GERADOR DE SINAL.jpg | SECTOR 58 | ENGENHARIA | ENGINEERING | OUT OF USE | 365 | [5 empty] | INCLUSÃO PARA PROXIMA CALIBRAÇÃO
Formulas:
PROXIMA CALIBRAÇÃO Next Calibrtoion = [ULTIMA CALIBRAÇÃO Last Calibrsector]+365
PROXIMA CALIBRAÇÃO Next Calibrtoion = [ULTIMA CALIBRAÇÃO Last Calibrsector]+[PERIODICIDADE Periodicity]
Note on A69: Fernando Santos: NOT FOUND FOR MARCH 03 CALIBRATION
Note on A71: Fernando Santos: INCLUSO PARA CALIBRAÇÃO JUNHO
Note on A135: Fernando Santos: ESTÁ COM PROJETISTA LUIZ NA ENGENHARIA
Note on A182: Fernando Santos: MULTIMETRO NÃO ENCONTRADO PARA ENVIO A CALIBRAÇÃO NOT FOUND
Note on A203: Fernando Santos: NOT FOUND IN INSPECTION
Note on A218: Fernando Santos: NOT FOUND FOR MARCH 03 CALIBRATION
Note on A223: Fernando Santos: NOT FOUND IN INSPECTION
Note on A236: Fernando Santos: NOT FOUND IN INSPECTION
Note on A265: Fernando Santos: NOT FOUND IN INSPECTION
Note on A266: Fernando Santos: Instrumento sem reparo descartado na sala out of service
Note on A299: Fernando Santos: NOT FOUND IN INSPECTION
Note on A377: Fernando Santos: NOT FOUND IN INSPECTION
Note on A411: Fernando Santos: NOT FOUND FOR MARCH 03 CALIBRATION
Note on A427: Fernando Santos: NOT FOUND IN INSPECTION
Note on A445: Fernando Santos: NOT FOUND IN INSPECTION
Note on A459: Fernando Santos: NOT FOUND FOR MARCH 03 CALIBRATION
Note on A475: Fernando Santos: NOT FOUND IN INSPECTION
Note on A497: Fernando Santos: EQUIPAMENTO QUEBRADO, NÃO FOI POSSIVEL REALIZAR CALIBRAÇÃO EM MAIO
Note on A624: Fernando Santos: INCLUSÃO PARA CALIBRAÇÃO
Note on A691: Fernando Santos: NOT CALIBRABLE INSTRUMENT
Note on A728: Fernando Santos: NOT FOUND IN INSPECTION
Note on A758: Fernando Santos: NOT FOUND IN INSPECTION
Note on A759: Fernando Santos: NOT FOUND EQUIPAMENT INSPECTIONE
Note on A800: Fernando Santos: OUT OF SERVICE
Note on A834: Fernando Santos: NOT FOUND IN INSPECTION
Note on A919: Fernando Santos: OUT OF USE EQUIPMENT
Note on A920: Fernando Santos: OUT OF USE EQUIPMENT
Note on A921: Fernando Santos: OUT OF USE EQUIPMENT
Note on A1002: Fernando Santos OUT OF USE EQUIPMENT
Note on A1003: Fernando Santos: OUT OF USE EQUIPMENT
Note on A1004: Fernando Santos: OUT OF USE EQUIPMENT
Note on A1005: Fernando Santos: OUT OF USE EQUIPMENT
Note on A1006: Fernando Santos: OUT OF USE EQUIPMENT
Note on A1007: Fernando Santos: OUT OF USE EQUIPMENT
Note on A1008: Fernando Santos: OUT OF USE EQUIPMENT
Note on A1009: Fernando Santos: OUT OF USE EQUIPMENT
Note on A1010: Fernando Santos: OUT OF USE EQUIPMENT
Note on A1012: Fernando Santos: OUT OF USE EQUIPMENT
Note on A1013: Fernando Santos: OUT OF USE EQUIPMENT
Note on A1014: Fernando Santos: OUT OF USE EQUIPMENT
Note on A1015: Fernando Santos: OUT OF USE EQUIPMANT
Note on A1016: Fernando Santos: OUT OF USE EQUIPMANT
Note on A1017: Fernando Santos: OUT OF USE EQUIPMANT
Note on A1018: Fernando Santos: OUT OF USE EQUIPMANT
Note on A1019: Fernando Santos: OUT OF USE EQUIPMANT
Note on A1020: Fernando Santos: OUT OF USE EQUIPMANT
Note on A1021: Fernando Santos: OUT OF USE EQUIPMANT
Note on A1022: Fernando Santos: OUT OF USE EQUIPMANT
Note on A1023: Fernando Santos: OUT OF USE EQUIPMANT
Note on A1024: Fernando Santos: OUT OF USE EQUIPMANT
Note on A1025: Fernando Santos: OUT OF USE EQUIPMANT
Note on A1026: Fernando Santos: OUT OF USE EQUIPMANT
Note on A1027: Fernando Santos: OUT OF USE EQUIPMANT
Note on A1028: Fernando Santos:
Note on A1029: Fernando Santos: OUT OF USE EQUIPMANT
Note on A1030: Fernando Santos: OUT OF USE EQUIPMANT
Note on A1031: Fernando Santos: OUT OF USE EQUIPMANT
Note on A1032: Fernando Santos: OUT OF USE EQUIPMANT
Note on A1033: Fernando Santos: OUT OF USE EQUIPMANT
Note on A1034: Fernando Santos: OUT OF USE EQUIPMANT
Note on A1035: Fernando Santos: OUT OF USE EQUIPMANT
Note on A1036: Fernando Santos: OUT OF USE EQUIPMANT
Note on A1037: Fernando Santos: OUT OF USE EQUIPMANT
Note on A1038: Fernando Santos: OUT OF USE EQUIPMANT
Note on A1039: Fernando Santos: OUT OF USE EQUIPMANT
Note on A1040: Fernando Santos: NOT FOUND IN INSPECTION
Note on A1349: Fernando Santos: OUT OF USE EQUIPMENT
Note on A1350: Fernando Santos: OUT OF USE EQUIPMENT
Note on A1549: Fernando Santos: NOT FOUND FOR MARCH 03 CALIBRATION
Note on A1553: Fernando Santos: NOT FOUND FOR MARCH 03 CALIBRATION
Note on A1570: Fernando Santos: NOT FOUND IN INSPECTION
Note on A1580: Fernando Santos: NOT FOUND IN INSPECTION
Note on A1591: Fernando Santos: NOT FOUND IN INSPECTION
Note on A1616: Fernando Santos: NOT FOUND IN INSPECTION
Note on A1642: Fernando Santos: NOT FOUND IN INSPECTION
Note on A1664: Fernando Santos: NOT FOUND IN INSPECTION
Note on A1665: Fernando Santos: NOT FOUND IN INSPECTION
Note on A1678: Fernando Santos: PAINEL DESABILITADO PARA FORA DE SERVIÇO
Note on A1679: Fernando Santos: PAINEL DESABILITADO PARA FORA DE SERVIÇO
Note on A1681: Fernando Santos: PAINEL DESABILITADO PARA FORA DE SERVIÇO
Note on A1690: Fernando Santos: NOT FOUND IN INSPECTION
Note on A1708: Fernando Santos: OUT OF USE EQUIPMENT
Note on A1733: Fernando Santos: NOT FOUND IN INSPECTION
Note on A1737: Fernando Santos: NOT FOUND IN INSPECTION
Note on A1784: Fernando Santos: OUT OF USE EQUIPMENT
Note on A1795: Fernando Santos: OUT OF USE EQUIPMANT
Note on A1800: Fernando Santos: INSERIDO PARA CALIBRAÇÃO JUNHO
Note on A1829: Fernando Santos: NOT FOUND IN INSPECTION
Note on A1843: Fernando Santos: NOT FOUND IN INSPECTION
Note on A1854: Fernando Santos: NOT FOUND IN INSPECTION
Note on A1855: Fernando Santos: INSTRUMENTO SEM REPARO, DESCARTADO NA CAIXA DE FORA DE SERVIÇO
Note on A1864: Fernando Santos: NOT FOUND IN INSPECTION
Note on A1867: Fernando Santos: NOT FOUND IN INSPECTION
Note on A1868: Fernando Sanos INSERIDO PARA CALIBRAÇÃO JUNHO
Note on A1894: Fernando Santos: INSERIR PARA CALIBRAÇÃO
Note on A1906: Fernando Santos: NOT FOUND IN INSPECTION
Note on A1912: Fernando Santos: NOT FOUND IN INSPECTION
Note on A1913: Fernando Santos: NOT FOUND IN INSPECTION
Note on A1914: Fernando Santos: NOT FOUND IN INSPECTION
Note on A1917: Fernando Santos: NOT FOUND IN INSPECTION
Note on A1930: Fernando Santos: NOT FOUND IN INSPECTION
Note on A1931: Fernando Santos: NOT FOUND IN INSPECTION
Note on A1933: Fernando Santos: NOT FOUND IN INSPECTION
Note on A1940: Fernando Santos: NOT FOUND IN INSPECTION
Note on A1941: Fernando Santos: NOT FOUND IN INSPECTION
Note on A1942: Fernando Santos: OUT OF USE EQUIPMENT / EQUIPAMENTO FORA DE USO
Note on A1943: Fernando Santos: OUT OF USE EQUIPMENT / EQUIPAMENTO FORA DE USO
Note on A1944: Fernando Santos: NOT FOUND IN INSPECTION
Note on A1954: Fernando Santos: NOT FOUND IN INSPECTION
Note on A1955: Fernando Santos: NOT FOUND IN INSPECTION
Note on A1956: Fernando Santos: NOT FOUND IN INSPECTION
Note on A1957: Fernando Santos: NOT FOUND IN INSPECTION
Note on A1958: Fernando Santos: NOT FOUND IN INSPECTION
Note on A1959: Fernando Santos: NOT FOUND IN INSPECTION
Note on A1970: Fernando Santos: NOT FOUND IN INSPECTION
Note on A1994: Fernando Santos: OUT OF SERVICE
Note on A2093: Fernando Santos: INCLUSÃO PARA PROXIMA CALIBRAÇÃO
Note on A2094: Fernando Santos: INCLUSÃO PARA PROXIMA CALIBRAÇÃO
Note on A2098: Fernando Santos: INSERIR PARA CALIBRAÇÃO JUNHO

## INCLUSÃO CALIBRAÇÃO
INSTRUMENTOS A SEREM INCLUIDOS PARA CALIBRAÇÃO
CÓDIGO NCC | NOME - SETOR | MÊS A SER EXECULTADO
NCC002270 | MANOMETRO - BANCO DE PROVAS M250 | JUNHO
NCC002271 | MANOMETRO - BANCO DE PROVAS M251 | JUNHO
NCC000769 | MANOMETRO - SALA LIMPA | JUNHO
NCC002068 | TERMOMETRO VIDRO - AREA QUIMICA | JUNHO
NCC001253 | MANOMETRO - M250 | JUNHO
NCC002272 | MANOMETRO DIG DIFERENCIAL - TESTE HIDRAULICO | JUNHO
NCC002273 | MANOMETRO DIG PRESSAO ABSOLUTA - TESTE HIDRAULICO | JUNHO
NCC000585 | MANOMETRO - ARMARIO DE BACKUP DAS SALAS DE TESTE | JUNHO
NCC000087 | MANOMETRO - ARMARIO DE BACKUP DAS SALAS DE TESTE | JUNHO
NCC001728 | MANOMETRO - ARMARIO DE BACKUP DAS SALAS DE TESTE | JUNHO
NCC000534 | MANOMETRO - ARMARIO DE BACKUP DAS SALAS DE TESTE | JUNHO
NCC000280 | MANOMETRO - ARMARIO DE BACKUP DAS SALAS DE TESTE | JUNHO
NCC002276 | GERADOR DE SINAL | JUNHO

## LISTA SETORES
BASEADO NO REPAIR STATION MANUAL - RSM ( RETIRADO DA INTRANET)
SETOR | NOME | NAME | COD | DESCRIPTION
SECTOR 01 | SUPERVISÃO DE PRODUÇÃO | PRODUCTION SUPERVISION | 1 | AIRWORTHINESS TECHNICAL MANAGEMENTE/PRODUCTION COORDINATION
SECTOR02 | ENTRADA PRINCIPAL DE OFICINA DE MOTORES | MAIN ENGINE WORKSHOP ENTRANCE | 2 | TECHNICAL CONTROL MAINTENANCE
SECTOR 03 | CONTROLE TÉCNICO DE MANUTENÇÃO | TECHNICAL MAINTENANCE CONTROL | 3 | CHEMICAL/ ABRASIVE CLEANING AREA
SECTOR 04 | PROCESSOS QUÍMICOS | CHEMICAL PROCESSES | 4 | INSPECTION OF BEARINGS
SECTOR 05 | INSPEÇÃO DE ROLAMENTOS | BEARING INSPECTION | 5 | MAINTENANCE VR-24 MI35M
SECTOR 06 | SISTEMA DE TRANSMISSÃO | TRANSMISSION SYSTEM | 6 | MAINTENANCE ARTICLE PW100SERIES
SECTOR 07 | PROJETO PW100 | PW100 PROJECT | 7 | MAINTENANCE ARTICLE T56SERIES
SECTOR 08 | PROJETO T56 | T56 PROJECT | 8 | SAFETY, ENVIRONMENT, AND HEALTH
SECTOR 09 | PROJETO M250 & RR300 | M250 & RR300 PROJECT | 9 | STORAGE OF AERONAUTICAL PARTS
SECTOR 10 | INSPEÇÃO DIMENSIONAL | DIMENSIONAL INSPECTION | 10 | MAINTENANCE TECHINICAL CONTROL-ANNEX
SECTOR 11 | LIMPEZA INDUSTRIAL | INDUSTRIAL CLEANING | 11 | DIMENSIONAL INSPECTION AREA
SECTOR 12 | SALA LIMPA | CLEAN ROOM | 12 | MAINTENANCE ARTICLE M250SERIES
SECTOR 13 | PLANEJAMENTO E CONTROLE DE PRODUÇÃO | PLANNING AND PRODUCTION CONTROL | 13 | MAINTENANCE ITEM VK2500 MI35M
SECTOR 14 | SUPRIMENTOS | SUPPLIES | 14 | SUPPLIES
SECTOR 15 | MATERIAL AERONÁUTICO | AERONAUTICAL MATERIAL | 15 | MAINTENANCE OF LOOSE ITEMS
SECTOR 16 | SALA ESCURA | DARK ROOM | 16 | INDUSTRIAL CLEANING AREA
SECTOR 17 | ÁREA SUPRIMENTOS (ESTOQUE 4) | SUPPLIES AREA (STOCK 4) | 17 | TEST ROOM SINGLE ARTICLES MI35-M
SECTOR 18 | ÁREA SUPRIMENTOS (ESTOQUE 5) | SUPPLIES AREA (STOCK 5) | 18 | TEST ROOM SINGLE ARTICLES MI35-M
SECTOR 19 | ÁREA SUPRIMENTOS (ESTOQUE 6) | SUPPLIES AREA (STOCK 6) | 19 | TEST ROOM SINGLE ARTICLES MI35-M
SECTOR 20 | ÁREA SUPRIMENTOS (ESTOQUE 7) | OUT OF SERVICE EQUIPMENT ROOM | 20 | TEST ROOM SINGLE ARTICLES MI35-M
SECTOR 21 | ÁREA SUPRIMENTOS (ESTOQUE 8) | SUPPLIES AREA (STOCK 8) | 21 | TESTING AREA ARTICLES ELECTRICAL SYSTEM
SECTOR 22 | SALA DE TESTE DE ARTIGOS AVULSOS MI-35 | MI-35 SINGLE ARTICLES TEST ROOM | 22 | TEST AREA ARTICLES PNEUMATIC SYSTEM
SECTOR 23 | SALA DE TESTE DE ARTIGOS AVULSOS MI-35 | MI-35 SINGLE ARTICLES TEST ROOM | 23 | TESTING AREA ARTICLES HYDRAULIC SYSTEM
SECTOR 24 | SALA DE TESTE DE ARTIGOS AVULSOS MI-35 | MI-35 SINGLE ARTICLES TEST ROOM | 24 | ELECTRICAL PANEL ROOM
SECTOR 25 | TESTE HIDRÁULICO | HYDRAULIC TEST | 25 | LADIES' ROOM
SECTOR 26 | TESTE PNEUMÁTICO | PNEUMATIC TEST | 26 | DEPOSIT OF CLEANING SUPPLIES - DCS
SECTOR 27 | TESTE ELÉTRICO | ELECTRICAL TEST | 27 | MEN'S ROOM
SECTOR 28 | TESTE DE COMBUSTÍVEL | FUEL TEST | 28 | FLUSHING AREA VR-24
SECTOR 29 | SALA DE MÁQUINAS | MACHINE ROOM | 29 | RECEPTION
SECTOR 30 | EMBRAEND | EMBRAEND | 30 | LADIES' ROOM
SECTOR 31 | EMBRAEND | EMBRAEND | 31 | MEN'S ROOM
SECTOR 32 | EMBRAEND | EMBRAEND | 32 | PANTRY
SECTOR 33 | BANHEIRO MASCULINO | MEN'S RESTROOM | 33 | NATIONAL/INTERNATIONAL PURCHASES/FINANCIAL/CONTRACTS
SECTOR 34 | DEPÓSITO DE MATERIAL DE LIMPEZA | CLEANING MATERIAL | 34 | PERSONNEL DEPARTMENT
SECTOR 35 | BANHEIRO FEMININO | WOMEN'S RESTROOM | 35 | TRAINING ROOM
SECTOR 36 | SALA ELÉTRICA | ELECTRIC ROOM | 36 | ACCOUNTING
SECTOR 37 | SUPERVISÃO DE REPAROS | REPAIR SUPERVISION | 37 | MEN'S DRESSING ROOM
SECTOR 38 | INSPEÇÃO DE REPAROS | REPAIR INSPECTION | 38 | WOMEN'S DRESSING ROOM
SECTOR 39 | PLANEJAMENTO E CONTROLE DE PRODUÇÃO | PLANNING AND PRODUCTION CONTROL | 39 | CUSTOMER SUPPORT AND NEW BUSINESS
SECTOR 40 | USINAGEM | MACHINING | 40 | MATERIAL STORAGE AND CLEANING - DML
SECTOR 41 | TAIL ROTOR E MAIN ROTOR MI-35 | TAIL ROTOR AND MAIN ROTOR MI-35 | 41 | KITCHEN
SECTOR 42 | TRATAMENTOS MECÂNICOS SUPERFICIAIS | SUPERFICIAL MECHANICAL TREATMENTS | 42 | CAFETERIA
SECTOR 43 | FORNO A VÁCUO | VACUUM OVEN | 43 | LADIES' ROOM
SECTOR 44 | PESO E BALANCEAMENTO | WEIGHT AND BALANCING | 44 | MEN'S ROOM
SECTOR 45 | A DEFINIR | DEFINE | 45 | PRESIDENCY
SECTOR 46 | REPAROS MANUAIS | MANUAL REPAIRS | 46 | FINANCIAL ADMINISTRATIVE DIRECTORATE
SECTOR 47 | SOLDAGEM | WELDING | 47 | OPERATIONS AND NEW BUSINESS DIRECTORATE
SECTOR 48 | PINTURA | PAINTING | 48 | MEETING ROOM
SECTOR 49 | CABINE DE PINTURA | PAINT BOOTH | 49 | DATA PROCESSING CENTER - DPC
SECTOR 50 | CABINE DE METALIZAÇÃO | METALIZATION | 50 | MAINTENANCE OF ELECTRONIC ARTICLES MI35-M/PRODUCTION COORDINATION
SECTOR 51 | EQUIPAMENTOS DE METALIZAÇÃO E PLASMA | METALLIZATION AND PLASMA EQUIPMENT | 51 | SUPERVISION OF REPAIRS AND INFRASTRUCTURE
SECTOR 52 | CABINE DE PLASMA | PLASMA CABIN | 52 | TECHNICAL CONTROL OF MAINTENANCE / INSPECTORATE OF REPAIRS
SECTOR 53 | MANUTENÇÃO DE MGB STRUDS MI-35 | MGB MAINTENANCE STRUDS MI-35 | 53 | PARTS CONTROLLER
SECTOR 54 | SALA ABAIXO DA ESCADA | ROOM BELOW THE STAIRS | 54 | MACHINING
SECTOR 55 | SALA ELÉTRICA - RGB MI-35 | ELECTRIC ROOM - RGB MI -35 | 55 | VACUUM FURNACE AREA
SECTOR 56 | BANCO DE PROVA - RGB MI-35 | TEST CELL - RGB MI -35 | 56 | SHOT PEENING AREA
SECTOR 57 | GERADOR DE ENERGIA | ENERGY GENERATOR | 57 | ROTOR BALANCING
SECTOR 58 | ENGENHARIA | ENGINEERING | 58 | MAIN ROTOR HUB AND TAIL MAINTENANCE AREA MI35-M
SECTOR 59 | SALA DE ELETRÔNICA | ELECTRONICS ROOM | 59 | MANUAL REPAIR AREA
SECTOR 60 | REFEITÓRIO | REFECTORY | 60 | WELDING AREA
SECTOR 61 | COZINHA | KITCHEN | 61 | PAINT PREPARATION AREA/HEAT TREATMENT
SECTOR 62 | DESPNSA DA COZINHA | KITCHEN WASTE | 62 | PARTS PAINTING BOOTH
SECTOR 63 | DEPÓSITO DE MATERIAL DE LIMPEZA | CLEANING MATERIAL | 63 | METALLIZING I
SECTOR 64 | SALA COMERCIAL | COMMERCIAL ROOM | 64 | METALLIZING II
SECTOR 65 | VESTIÁRIO FEMININO | WOMEN'S LOCKER ROOM | 65 | MEN'S ROOM
SECTOR 66 | VESTIÁRIO MASCULINO | MEN'S LOCKER ROOM | 66 | LADIES' ROOM
SECTOR 67 | QUALIDADE, SEGURANÇA, MEIO AMBIENTE E SAÚDE | QUALITY, SAFETY, ENVIRONMENT AND HEALTH | 67
SECTOR 68 | SALA ABAIXO DA ESCADA | ROOM BELOW THE STAIRS | 68
SECTOR 69 | CONTABILIDADE E FINANCEIRO | ACCOUNTING AND FINANCIAL | 69
SECTOR 70 | DEPARTAMENTO PESSOAL | PERSONAL DEPARTMENT | 70
SECTOR 71 | COMPRAS | SHOPPING | 71
SECTOR 72 | DEPÓSITO DE MATERIAL DE LIMPEZA | CLEANING MATERIAL | 72
SECTOR 73 | ARQUIVO | FILE | 73
SECTOR 74 | COPA | CUP | 74
SECTOR 75 | BANHEIRO MASCULINO | MEN'S RESTROOM | 75
SECTOR 76 | BANHEIRO FEMININO | WOMEN'S RESTROOM | 76
SECTOR 77 | SALA ABAIXO DA ESCADA | ROOM BELOW THE STAIRS | 77
SECTOR 78 | BANHEIRO SOCIAL | SOCIAL RESTROOM | 78
SECTOR 79 | RECEPÇÃO | FRONT DESK | 79
SECTOR 80 | BANHEIRO MASCULINO | MEN'S RESTROOM | 80
SECTOR 81 | BANHEIRO FEMININO | WOMEN'S RESTROOM | 81
SECTOR 82 | COPA | CUP | 82
SECTOR 83 | DIRETOR COMERCIAL | COMMERCIAL DIRECTOR | 83
SECTOR 84 | DIRETOR PRESIDENTE | CEO | 84
SECTOR 85 | SALA COMERCIAL | COMMERCIAL ROOM | 85
SECTOR 86 | SALA DE REUNIÕES | MEETING ROOM | 86
SECTOR 87 | CENTRO DE PROCESSAMENTOS DE DADOS | DATA PROCESSING CENTER | 87
SECTOR 88 | BANCO DE PROVAS - M250 & RR300 | TEST CELL - M250 & RR300 | 88
SECTOR 89 | SALA ELÉTRICA - M250 & RR300 | ELECTRIC ROOM - M250 & RR300 | 89
SECTOR 90 | SALA DE TESTE TAIL ROTOR MI-35 | TAIL ROTOR MI-35 TEST ROOM | 90
SECTOR 91 | BANCO DE PROVAS - VK-2500 | TEST CELL - VK -2500 | 91
SECTOR 92 | SALA ELÉTRICA - VK-2500 | ELECTRIC ROOM - VK -2500 | 92
SECTOR 93 | SALA ABAIXO DA ESCADA | ROOM BELOW THE STAIRS | 93
SECTOR 94 | ÁREA DE TESTES ACESSÓRIOS HIDRÁULICOS | HYDRAULIC ACCESSORY TEST AREA | 94
SECTOR 95 | BANHEIRO SOCIAL | SOCIAL RESTROOM | 95
SECTOR 96 | CENTRO DE PROCESSAMENTOS DE DADOS - M250 & RR300 | DATA PROCESSING CENTER - M250 & RR300 | 96
SECTOR 97 | SALA DE CONTROLE - M250 & RR300 | CONTROL ROOM - M250 & RR300 | 97
SECTOR 98 | SUPERVISÃO DE BANCO DE PROVA | TEST CELL SUPERVISION | 98
SECTOR 99 | BANHEIRO SOCIAL | SOCIAL BATHROOM | 99
SECTOR 100 | SALA DE CONTROLE - VK2500 | CONTROL ROOM - VK2500 | 100
SECTOR 101 | MEZANINO MI-35 | MEZANINO MI-35 | 101
SECTOR 102 | BANCO DE PROVAS - T56 & PW100 | TEST CELL - T56 & PW100 | 102
SECTOR 103 | SALA DE CONTROLE - T56 & PW100 | CONTROL ROOM - T56 & PW100 | 103
SECTOR 104 | BANHEIRO SOCIAL | SOCIAL RESTROOM | 104
SECTOR 105 | SALA ELÉTRICA | ELECTRIC ROOM | 105
SECTOR 106 | SALA DE CONTROLE | CONTROL ROOM | 106
SECTOR 107 | BANCO DE PROVAS | TEST CELL | 107
SECTOR 108 | TANQUE DE COMBUSTÍVEL - IAS | FUEL TANK - IAS | 108
SECTOR 109 | TESTES DE TANQUE DE COMBUSTÍVEL MI-35 | MI-35 FUEL TANK TESTS | 109
SECTOR 110 | TANQUE DE COMBUSTÍVEL - IAS | FUEL TANK - IAS | 110
SECTOR 111 | TANQUE DE COMBUSTÍVEL - PWC | FUEL TANK - PWC | 111
SECTOR 112 | RESERVATÓRIO DE RESÍDUOS QUÍMICOS | CHEMICAL WASTE RESERVOIR | 112
SECTOR 113 | ÁREA DE LAVAGEM | WASHING AREA | 113
SECTOR 114 | DEPÓSITO DE GASES | GAS DEPOSIT | 114
SECTOR 115 | COMPRESSOR DE AR COMPRIMIDO | COMPRESSED AIR COMPRESSOR | 115
SECTOR 116 | CASA DE BOMBA DE INCÊNDIO SPRINKLER | SPRINKLER FIRE PUMP HOUSE | 116
SECTOR 117 | CASA DE BOMBA DE INCÊNDIO HIDRANTES | FIRE PUMP HOUSE HYDRANTS | 117
SECTOR 118 | TORRE DE TELECOMUNICAÇÕES | TELECOMMUNICATIONS TOWER | 118
SECTOR 119 | SUBESTAÇÃO DE ENERGIA | ENERGY SUBSTATION | 119
SECTOR 120 | PORTARIA E SEGURANÇA | ORDINANCE AND SECURITY | 120
SECTOR 121 | HANGAR - PAMA LS | HANGAR - PAMA LS | 121
SECTOR ? | LIMPEZA ABRASIVA | ABRASIVE CLEANING | 122

## FAMILIA INSTRUMENTOS
FAMILIA DE INSTRUMENTOS
ACELERÔMETRO
ALICATE AMPERÍMETRO
ALMEN GAGE
AMPERIMETRO
ANEL PADRÃO
ANILHA CINZA CONTRAPESO
BALANÇA DIGITAL
BALANCEADORA HORIZONTAL
BARÔMETRO DIGITAL
BARRA PADRÃO
BOMBA DE VACUO
BOROSCÓPIO
CAPACÍMETRO
CALIBRE DE MEDIR EXPESSURA
CELULA DE CARGA
COMPARADOR DE DESLOCAMENTO DIGITAL
COLUNA D'ÁGUA
CONDUTIVÍMETRO AT 215
CENTRALIZADOR TRIDIMENSIONAL COM RELÓGIO
CONDUTIVÍMETRO AT 215
CONECTOR PT100 - 3FIOS
CONTADOR DE PULSOS
CONTROLADOR DE TEMPERATURA DIGITAL
CRONÔMETRO
CORPO DE PROVA
CONVERSOR UNIVERSAL
DATALOGGER
DUROMETRO ROCKWELL - ANALOGICO
DRIVER DE ROTAÇÃO
FONTE DE ALIMENTAÇÃO
FREQUENCIMETRO
FLUXOMETRO
ESPINHA AMARELA DE APOIO
GAUSSMETER - MEDIDOR DE CAMPO MAGNÉTICO
GERADOR DE FUNÇÕES DIGITAL
HYDROMETER SPEC
IMICRO
INDICADOR DE FLUXO
INDICADOR DE CARGA
INDICADOR DE NIVEL DE ÓLEO
INDICADOR DE NIVEL DE ÓLEO
INDICADOR DE CARGA
INDICADOR DE TEMPERATURA
INVERSOR DE FREQUÊNCIA
INDICADOR DE ROTAÇÃO
INDICADOR DE PRESSÃO
INSTRUMENTO DE MEDIÇÃO HORIZONTAL
INDICADOR DE SEQUENCIA DE FASE
MAGNETÔMETRO
INDICADOR DE SEQUENCIA DE FASE
MANÔMETRO
MEDIDOR DE ALTURA
MEDIDOR DE FLUXO
MEDIDOR DE DIÂMENTO INTERNO
MEDIDOR DE CONSUMO
MEDIDOR DE CONDUTIVIDADE E PH
MESA DE DESEMPENO
MEGOHMETRO
MESA DE DESEMPENO
MESA DE TRAÇAGEM
MEGAOHMÍMETRO
MICRÔMETRO
MILIOHMÍMETRO
MONITOR DE UMIDADE E TEMPERATURA
MILIOMÍMETRO DIGITAL
MICRO-OHMIMETRO E PONTE KELVIN DIGITAL
MULTÍMETRO
MULTIMEDIDOR DE GRANDEZAS
PAQUÍMETRO
OSCILOSCÓPIO
OHMIMETRO
MULTIPLICADOR DE TORQUE
NÍVEL DE BOLHA TIPO EIXO
NÍVEL OPTICO
PESO PADRÃO
PINO PADRÃO (20 PINOS)
PROVETA
PONTE DE WHEARSTONE
REGISTRADOR DE TEMPERATURA
REGULADOR DE PRESSÃO
TORQUIMETRO
VOLTIMETRO
TRIDIMENSIONAL
SHUNT 20A (RESISTOR)
TACÔMETRO
TERMOPAR
TRANSMISSOR DE PRESSÃO
TRANSFERIDOR DE ÂNGULO (GONIOMETRO)
TERMÔMETRO BIMETÁLICO
TRANSDUTOR DE CORRENTE
ROTARY ENCODER (TACOMETRO)
RUGOSIMETRO PORTATIL SURTRONIC 25
TERMORRESISTÊNCIA
TEMPORIZADOR DIGITAL
SOFT START PLUS SSW-05